## Painel de Controle
RESUMO KEY-NUMBERS
[5 empty] | Soma | VPL
|  |  |  | Valor do Contrato | 121910.3003 | 60798.6127
|  |  |  | Total CAPEX | 39327.4728 | 25627.0904
|  |  |  | Total OPEX | 52344.6128 | 26172.2124
|  |  |  | TIR | 0.6654%
|  |  |  | VPL | -2.1811e-12
|  |  |  | Payback | 76
|  |  |  | Peak Funding | -14156.5328
PRAZOS E GATILHOS
Prazo da Concessão | 20 |  | CMM Referência | Gatilho | Início | Valor (x R$ 1000)
Fase 0 – Preliminar | 4 |  | CMM 1 | Assunção da UFV | 1 | 60.9552 | 12%
Fase 2 – Implantação | 12 |  | CMM 2 | Assunção da Iluminação Pública | 3 | 81.2735 | 16%
Fase 3 – Operação | 224 |  | CMM 3 | Operação das iniciativas de EE | 12 | 60.9552 | 12%
|  |  | CMM 4 | Remuneração sobre Investimentos - IP | 6 | 203.1838 | 40%
CMM_Total | 507.9596 |  | CMM 5 | Remuneração sobre Investimentos - EE | 12 | 101.5919 | 20%
PREMISSAS TÉCNICAS
Parque de Iluminação Pública | Atual | Fim da Concessão |  | Eficiência Energética | Premissa
Quantidade de Pontos [un] | 18257 | 27128.9416 |  | Capacidade UFV existente [MWp] | 4
Potência Média [W] | 139.6785 | 103.7093 |  | Prédios Administrativos atendidos [un] | 18
Carga Instalada [MW] | 2.5501 | 2.8135 |  | Escolas atendidas [un] | 53
Troca de Braços | 25% |  |  | Unidades de Saúde atendidas [un] | 16
Circuitos Exclusivos / Compartilhados | 8% / 92% |  |  | Aquecimento Solar 500l | 80%
Percentual Modernizado | 95.66% |  |  | Aquecimento Solar 1.000l | 20%
|  |  |  | Microgeração 4kWp [un] | 3
Custo de Materiais de Manutenção | 2% | 0.1652% |  | Microgeração 16kWp [un] | 20
Fator de Segurança (IP Atual) | 10% |  |  | Microgeração 32kWp [un] | 39
CAPEX da UFV | 30000000 | 0.03% |  | Microgeração 72kWp [un] | 1
B4a / B3 com Impostos | 525.274 | 793.344 |  | Redução no Consumo Energético Esperado
Burning Hours mensal | 348.2708
PREMISSAS TRIBUTÁRIAS
Regime Tributário | REAL
Aliquota PIS | 1.65% |  |  | Imposto de Renda – IRPJ | 15%
Aliquota COFINS | 7.6% |  |  | Adicional IRPJ | 10%
Aliquota ISS | 2% |  |  | CSLL - Contrib. Social Sobre o Lucro Líquido | 9%
PREMISSAS FINANCIAMENTO
Percentual Financiado | 70% |  |  | Taxa de Juros | 7.239% | 0.5841%
Primeiro Desembolso | 1 |  |  | Structuring Fee | 1.5%
Último Desembolso | 24 |  |  | Commitment Fee | 0.01%
Sistema de Amortização | Price |  |  | Prazo da Amortização | 8
Carência de Juros | N/A |  |  | Período de Financiamento | 10
PREMISSAS DE BALANÇO
Subscrição Obrigatória | 30% |  |  | Inicio Dividendos | 24
Caixa Mínimo | 142.2287 |  |  | Periodicidade Dividendos | 12
Conta Reserva | 3 |  |  | Inicio Redução de Capital | 24
|  |  |  | Periodicidade Reducao | 12
Projeto para Estruturação da PPP de Eficiência Anergética
CATALÃO/GO

## CAPEX
CAPITAL EXPENDITURE (CAPEX) REPLACEMENT EXPENDITURE (REPEX)
VALORES UNITÁRIOS E VIDA ÚTIL
Code | Descrição | Valor Unitário | Vida Útil | Fonte | Aplicação (toda concessão) | CAPEX | REPEX | Grupo | Escopo Completo
Pré Operacional
SEG | Seguros e Garantias | 200000 | 99 |  | 1 | 200000 | 0 | Iluminação Pública | 200000
SPE | Constituição da SPE | 100000 | 99 |  | 1 | 100000 | 0 | Iluminação Pública | 100000
RMB | Reembolsos projeto | 1000000 | 99 |  | 1 | 1000000 | 0 | Iluminação Pública | 1000000
PROJ | Projetos Executivos, Cadastros e Planos | 800000 | 99 |  | 1 | 800000 | 0 | Iluminação Pública | 800000
Iluminação Pública
LED 30W | Luminária LED de até 30W | 480.28 | 10 |  | 943 | 205559.84 | 452904.04 | Iluminação Pública | 452904.04
LED 50W | Luminária LED de 31W – 50W | 496.65 | 10 |  | 2211 | 496.65 | 1098093.15 | Iluminação Pública | 1098093.15
LED 70W | Luminária LED de 51W – 70W | 552.11 | 10 |  | 2532 | 189373.73 | 1397942.52 | Iluminação Pública | 1397942.52
LED 110W | Luminária LED de 91W – 110W | 629.7 | 10 |  | 32 | 1259.4 | 20150.4 | Iluminação Pública | 20150.4
LED 130W | Luminária LED de 111W – 130W | 684.85 | 10 |  | 8084 | 0 | 5536327.4 | Iluminação Pública | 5536327.4
LED 180W | Luminária LED de 151W – 180W | 769.99 | 10 |  | 4425 | 14629.81 | 3407205.75 | Iluminação Pública | 3407205.75
BR | Braço de Iluminação Pública (variados) | 295.13 | 20 |  | 4564 | 58435.74 | 1346973.32 | Iluminação Pública | 1346973.32
TG | Telegestão (end-point) | 391.31 | 10 |  | 18257 | 7144146.67 | 7144146.67 | Iluminação Pública | 7144146.67
Iluminação Interna
LIN36 | Luminária LED Linear 36W | 50 | 10 |  | 2610 | 130500 | 130500 | Climatização | 130500
QDD50 | Luminária LED plafon quadrada 50W | 140 | 10 |  | 870 | 121800 | 121800 | Climatização | 121800
Climatização
AC09 | Ar Condicionado tipo Split Inverter de 9000 BTUs Frio | 1800 | 10 |  | 562 | 1011600 | 1011600 | Climatização | 1011600
AC12 | Ar Condicionado tipo Split Inverter de 12000 BTUs Frio | 2400 | 10 |  | 105 | 252000 | 252000 | Climatização | 252000
AC18 | Ar Condicionado tipo Split Inverter de 18000 BTUs Frio | 3200 | 10 |  | 105 | 336000 | 336000 | Climatização | 336000
Refrigeração
RFG450 | Refrigerador 450l com inversor de frequeência | 4000 | 10 |  | 87 | 348000 | 348000 | Refrigeração | 348000
Aquecimento Solar
AS500 | Kit Aquecimento solar 500l com coletores e reforço elétrico | 6500 | 20 |  | 70 | 455000 | 0 | Aquecimento Solar | 455000
AS1000 | Kit Aquecimento solar 1000l com coletores e reforço elétrico | 12000 | 20 |  | 17 | 204000 | 0 | Aquecimento Solar | 204000
Microgeração
MGS04 | Microgeração 4kWp [un] | 11000 | 20 |  | 3 | 33000 | 0 | Microgeração | 33000
MGS16 | Microgeração 16kWp [un] | 30226.65 | 20 |  | 20 | 604533 | 0 | Microgeração | 604533
MGS36 | Microgeração 36kWp [un] | 67381.92 | 20 |  | 39 | 2627894.88 | 0 | Microgeração | 2627894.88
MGS32 | Microgeração 72kWp [un] | 146333.33 | 20 |  | 1 | 146333.33 | 0 | Microgeração | 146333.33
Automação
QDG | Automação dos Quadro de Distribuição | 1000 | 20 |  | 87 | 87000 | 0 | Microgeração | 87000
Carregador EV
EVC | EV Charger 22kW | 10000 | 10 |  | 10 | 100000 | 100000 | Microgeração | 100000
CP | Estrutura Carport para 2 vagas | 15000 | 20 |  | 10 | 150000 | 0 | Microgeração | 150000
MGS16CP | Microgeração 16kWp [un] | 30226.65 | 20 |  | 10 | 302266.5 | 0 | Microgeração | 302266.5
| TOTAL |  |  |  |  | 16623829.55 | 22703643.25 |  | 29413670.96
Projeto para Estruturação da PPP de Eficiência Energética
CATALÃO/GO
Note on F15: [Comentário encadeado] Sua versão do Excel permite que você leia este comentário encadeado, no entanto, as edições serão removidas se o arquivo for aberto em uma versão mais recente do Excel. Saiba mais: https://go.microsoft.com/fwlink/?linkid=870924 Comentário: MOD + a modernizar
Note on F16: [Comentário encadeado] Sua versão do Excel permite que você leia este comentário encadeado, no entanto, as edições serão removidas se o arquivo for aberto em uma versão mais recente do Excel. Saiba mais: https://go.microsoft.com/fwlink/?linkid=870924 Comentário: MOD + a modernizar
Note on F17: [Comentário encadeado] Sua versão do Excel permite que você leia este comentário encadeado, no entanto, as edições serão removidas se o arquivo for aberto em uma versão mais recente do Excel. Saiba mais: https://go.microsoft.com/fwlink/?linkid=870924 Comentário: MOD + a modernizar
Note on F18: [Comentário encadeado] Sua versão do Excel permite que você leia este comentário encadeado, no entanto, as edições serão removidas se o arquivo for aberto em uma versão mais recente do Excel. Saiba mais: https://go.microsoft.com/fwlink/?linkid=870924 Comentário: MOD + a modernizar
Note on F19: [Comentário encadeado] Sua versão do Excel permite que você leia este comentário encadeado, no entanto, as edições serão removidas se o arquivo for aberto em uma versão mais recente do Excel. Saiba mais: https://go.microsoft.com/fwlink/?linkid=870924 Comentário: MOD + a modernizar
Note on F20: [Comentário encadeado] Sua versão do Excel permite que você leia este comentário encadeado, no entanto, as edições serão removidas se o arquivo for aberto em uma versão mais recente do Excel. Saiba mais: https://go.microsoft.com/fwlink/?linkid=870924 Comentário: MOD + a modernizar

## Cronograma de Desembolso
CRONOGRAMA DE DESEMBOLSO
Ano |  | 1 | [11 empty] | 2 | [11 empty] | 3 | [11 empty] | 4 | [11 empty] | 5 | [11 empty] | 6 | [11 empty] | 7 | [11 empty] | 8 | [11 empty] | 9 | [11 empty] | 10 | [11 empty] | 11 | [11 empty] | 12 | [11 empty] | 13 | [11 empty] | 14 | [11 empty] | 15 | [11 empty] | 16 | [11 empty] | 17 | [11 empty] | 18 | [11 empty] | 19 | [11 empty] | 20
Code / Mês |  | 1 | 2 | 3 | 4 | 5 | 6 | 7 | 8 | 9 | 10 | 11 | 12 | 13 | 14 | 15 | 16 | 17 | 18 | 19 | 20 | 21 | 22 | 23 | 24 | 25 | 26 | 27 | 28 | 29 | 30 | 31 | 32 | 33 | 34 | 35 | 36 | 37 | 38 | 39 | 40 | 41 | 42 | 43 | 44 | 45 | 46 | 47 | 48 | 49 | 50 | 51 | 52 | 53 | 54 | 55 | 56 | 57 | 58 | 59 | 60 | 61 | 62 | 63 | 64 | 65 | 66 | 67 | 68 | 69 | 70 | 71 | 72 | 73 | 74 | 75 | 76 | 77 | 78 | 79 | 80 | 81 | 82 | 83 | 84 | 85 | 86 | 87 | 88 | 89 | 90 | 91 | 92 | 93 | 94 | 95 | 96 | 97 | 98 | 99 | 100 | 101 | 102 | 103 | 104 | 105 | 106 | 107 | 108 | 109 | 110 | 111 | 112 | 113 | 114 | 115 | 116 | 117 | 118 | 119 | 120 | 121 | 122 | 123 | 124 | 125 | 126 | 127 | 128 | 129 | 130 | 131 | 132 | 133 | 134 | 135 | 136 | 137 | 138 | 139 | 140 | 141 | 142 | 143 | 144 | 145 | 146 | 147 | 148 | 149 | 150 | 151 | 152 | 153 | 154 | 155 | 156 | 157 | 158 | 159 | 160 | 161 | 162 | 163 | 164 | 165 | 166 | 167 | 168 | 169 | 170 | 171 | 172 | 173 | 174 | 175 | 176 | 177 | 178 | 179 | 180 | 181 | 182 | 183 | 184 | 185 | 186 | 187 | 188 | 189 | 190 | 191 | 192 | 193 | 194 | 195 | 196 | 197 | 198 | 199 | 200 | 201 | 202 | 203 | 204 | 205 | 206 | 207 | 208 | 209 | 210 | 211 | 212 | 213 | 214 | 215 | 216 | 217 | 218 | 219 | 220 | 221 | 222 | 223 | 224 | 225 | 226 | 227 | 228 | 229 | 230 | 231 | 232 | 233 | 234 | 235 | 236 | 237 | 238 | 239 | 240
Desembolso (sem Reinvest) |  | 1500 | 200 | 200 | 200 | 548.938 | 548.938 | 519.7202 | 519.7202 | 519.7202 | 519.7202 | 519.7202 | 971.9867 | 0 | 0 | 0 | 0 | 0 | 0 | 0 | 0 | 0 | 0 | 0 | 0 | 0 | 0 | 0 | 0 | 0 | 0 | 0 | 0 | 0 | 0 | 0 | 0 | 0 | 0 | 0 | 0 | 0 | 0 | 0 | 0 | 0 | 0 | 0 | 0 | 0 | 0 | 0 | 0 | 0 | 0 | 0 | 0 | 0 | 0 | 0 | 0 | 0 | 0 | 0 | 0 | 0 | 0 | 0 | 0 | 0 | 0 | 0 | 0 | 0 | 0 | 0 | 0 | 0 | 0 | 0 | 0 | 0 | 0 | 0 | 0 | 0 | 0 | 0 | 0 | 0 | 0 | 0 | 0 | 0 | 0 | 0 | 0 | 0 | 0 | 0 | 0 | 0 | 0 | 0 | 0 | 0 | 0 | 0 | 0 | 0 | 0 | 0 | 0 | 0 | 0 | 0 | 0 | 0 | 0 | 0 | 0 | 112.2478 | 112.2478 | 112.2478 | 112.2478 | 112.2478 | 112.2478 | 112.2478 | 112.2478 | 112.2478 | 112.2478 | 112.2478 | 112.2478 | 0 | 0 | 0 | 0 | 0 | 0 | 0 | 0 | 0 | 0 | 0 | 0 | 0 | 0 | 0 | 0 | 0 | 0 | 0 | 0 | 0 | 0 | 0 | 0 | 0 | 0 | 0 | 0 | 0 | 0 | 0 | 0 | 0 | 0 | 0 | 0 | 0 | 0 | 0 | 0 | 0 | 0 | 0 | 0 | 0 | 0 | 0 | 0 | 0 | 0 | 0 | 0 | 0 | 0 | 0 | 0 | 0 | 0 | 0 | 0 | 0 | 0 | 0 | 0 | 0 | 0 | 0 | 0 | 0 | 0 | 0 | 0 | 0 | 0 | 0 | 0 | 0 | 0 | 0 | 0 | 0 | 0 | 0 | 0 | 0 | 0 | 0 | 0 | 0 | 0 | 0 | 0 | 0 | 0 | 0 | 0 | 0 | 0 | 0 | 0 | 0 | 0 | 0 | 0 | 0 | 0 | 0 | 0
Desembolso (COM Reinvest) |  | 0 | 0 | 0 | 0 | 1602.7851 | 1602.7851 | 1602.7851 | 1465.6786 | 1465.6786 | 1465.6786 | 274.9875 | 374.9875 | 0 | 0 | 0 | 0 | 0 | 0 | 0 | 0 | 0 | 0 | 0 | 0 | 0 | 0 | 0 | 0 | 0 | 0 | 0 | 0 | 0 | 0 | 0 | 0 | 0 | 0 | 0 | 0 | 0 | 0 | 0 | 0 | 0 | 0 | 0 | 0 | 0 | 0 | 0 | 0 | 0 | 0 | 0 | 0 | 0 | 0 | 0 | 0 | 0 | 0 | 0 | 0 | 0 | 0 | 0 | 0 | 0 | 0 | 0 | 0 | 0 | 0 | 0 | 0 | 0 | 0 | 0 | 0 | 0 | 0 | 0 | 0 | 0 | 0 | 0 | 0 | 0 | 0 | 0 | 0 | 0 | 0 | 0 | 0 | 0 | 0 | 0 | 0 | 0 | 0 | 0 | 0 | 0 | 0 | 0 | 0 | 0 | 0 | 0 | 0 | 0 | 0 | 0 | 0 | 0 | 0 | 0 | 0 | 992.7186 | 992.7186 | 992.7186 | 992.7186 | 2458.3972 | 2458.3972 | 2458.3972 | 2458.3972 | 2458.3972 | 2458.3972 | 1267.7061 | 1367.7061 | 0 | 0 | 0 | 0 | 0 | 0 | 0 | 0 | 0 | 0 | 0 | 0 | 0 | 0 | 0 | 0 | 0 | 0 | 0 | 0 | 0 | 0 | 0 | 0 | 0 | 0 | 0 | 0 | 0 | 0 | 0 | 0 | 0 | 0 | 0 | 0 | 0 | 0 | 0 | 0 | 0 | 0 | 0 | 0 | 0 | 0 | 0 | 0 | 0 | 0 | 0 | 0 | 0 | 0 | 0 | 0 | 0 | 0 | 0 | 0 | 0 | 0 | 0 | 0 | 0 | 0 | 0 | 0 | 0 | 0 | 0 | 0 | 0 | 0 | 0 | 0 | 0 | 0 | 0 | 0 | 0 | 0 | 0 | 0 | 0 | 0 | 0 | 0 | 0 | 0 | 0 | 0 | 0 | 0 | 0 | 0 | 0 | 0 | 0 | 0 | 0 | 0 | 0 | 0 | 0 | 0 | 0 | 0
Sem Reinvestimento
SEG | 99 | 1 1: 200
SPE | 99 | 1 1: 100
RMB | 99 | 1 1: 1000
PROJ | 99 | 1 1: 200; 1 2: 200; 1 3: 200; 1 4: 200
Reinvestimento no ano 11 anos
TG | 11 | 1 5: 1190.6911; 1 6: 1190.6911; 1 7: 1190.6911; 1 8: 1190.6911; 1 9: 1190.6911; 1 10: 1190.6911; 11 121: 0; 11 122: 0; 11 123: 0; 11 124: 0; 11 125: 1190.6911; 11 126: 1190.6911; 11 127: 1190.6911; 11 128: 1190.6911; 11 129: 1190.6911; 11 130: 1190.6911; 11 131: 0; 11 132: 0
LIN36 | 11 | 1 5: 16.3125; 1 6: 16.3125; 1 7: 16.3125; 1 8: 16.3125; 1 9: 16.3125; 1 10: 16.3125; 1 11: 16.3125; 1 12: 16.3125; 11 121: 0; 11 122: 0; 11 123: 0; 11 124: 0; 11 125: 16.3125; 11 126: 16.3125; 11 127: 16.3125; 11 128: 16.3125; 11 129: 16.3125; 11 130: 16.3125; 11 131: 16.3125; 11 132: 16.3125
QDD50 | 11 | 1 5: 15.225; 1 6: 15.225; 1 7: 15.225; 1 8: 15.225; 1 9: 15.225; 1 10: 15.225; 1 11: 15.225; 1 12: 15.225; 11 121: 0; 11 122: 0; 11 123: 0; 11 124: 0; 11 125: 15.225; 11 126: 15.225; 11 127: 15.225; 11 128: 15.225; 11 129: 15.225; 11 130: 15.225; 11 131: 15.225; 11 132: 15.225
AC09 | 11 | 1 5: 126.45; 1 6: 126.45; 1 7: 126.45; 1 8: 126.45; 1 9: 126.45; 1 10: 126.45; 1 11: 126.45; 1 12: 126.45; 11 121: 0; 11 122: 0; 11 123: 0; 11 124: 0; 11 125: 126.45; 11 126: 126.45; 11 127: 126.45; 11 128: 126.45; 11 129: 126.45; 11 130: 126.45; 11 131: 126.45; 11 132: 126.45
AC12 | 11 | 1 5: 31.5; 1 6: 31.5; 1 7: 31.5; 1 8: 31.5; 1 9: 31.5; 1 10: 31.5; 1 11: 31.5; 1 12: 31.5; 11 121: 0; 11 122: 0; 11 123: 0; 11 124: 0; 11 125: 31.5; 11 126: 31.5; 11 127: 31.5; 11 128: 31.5; 11 129: 31.5; 11 130: 31.5; 11 131: 31.5; 11 132: 31.5
AC18 | 11 | 1 5: 42; 1 6: 42; 1 7: 42; 1 8: 42; 1 9: 42; 1 10: 42; 1 11: 42; 1 12: 42; 11 121: 0; 11 122: 0; 11 123: 0; 11 124: 0; 11 125: 42; 11 126: 42; 11 127: 42; 11 128: 42; 11 129: 42; 11 130: 42; 11 131: 42; 11 132: 42
RFG450 | 11 | 1 5: 43.5; 1 6: 43.5; 1 7: 43.5; 1 8: 43.5; 1 9: 43.5; 1 10: 43.5; 1 11: 43.5; 1 12: 43.5; 11 121: 0; 11 122: 0; 11 123: 0; 11 124: 0; 11 125: 43.5; 11 126: 43.5; 11 127: 43.5; 11 128: 43.5; 11 129: 43.5; 11 130: 43.5; 11 131: 43.5; 11 132: 43.5
EVC | 11 | 1 12: 100; 11 121: 0; 11 122: 0; 11 123: 0; 11 124: 0; 11 125: 0; 11 126: 0; 11 127: 0; 11 128: 0; 11 129: 0; 11 130: 0; 11 131: 0; 11 132: 100
LED 30W | 11 | 1 5: 68.5199; 1 6: 68.5199; 1 7: 68.5199; 11 121: 37.742; 11 122: 37.742; 11 123: 37.742; 11 124: 37.742; 11 125: 37.742; 11 126: 37.742; 11 127: 37.742; 11 128: 37.742; 11 129: 37.742; 11 130: 37.742; 11 131: 37.742; 11 132: 37.742
LED 50W | 11 | 1 5: 0.16555; 1 6: 0.16555; 1 7: 0.16555; 11 121: 91.5078; 11 122: 91.5078; 11 123: 91.5078; 11 124: 91.5078; 11 125: 91.5078; 11 126: 91.5078; 11 127: 91.5078; 11 128: 91.5078; 11 129: 91.5078; 11 130: 91.5078; 11 131: 91.5078; 11 132: 91.5078
LED 70W | 11 | 1 5: 63.1246; 1 6: 63.1246; 1 7: 63.1246; 11 121: 116.4952; 11 122: 116.4952; 11 123: 116.4952; 11 124: 116.4952; 11 125: 116.4952; 11 126: 116.4952; 11 127: 116.4952; 11 128: 116.4952; 11 129: 116.4952; 11 130: 116.4952; 11 131: 116.4952; 11 132: 116.4952
LED 110W | 11 | 1 5: 0.4198; 1 6: 0.4198; 1 7: 0.4198; 11 121: 1.6792; 11 122: 1.6792; 11 123: 1.6792; 11 124: 1.6792; 11 125: 1.6792; 11 126: 1.6792; 11 127: 1.6792; 11 128: 1.6792; 11 129: 1.6792; 11 130: 1.6792; 11 131: 1.6792; 11 132: 1.6792
LED 130W | 11 | 1 5: 0; 1 6: 0; 1 7: 0; 11 121: 461.3606; 11 122: 461.3606; 11 123: 461.3606; 11 124: 461.3606; 11 125: 461.3606; 11 126: 461.3606; 11 127: 461.3606; 11 128: 461.3606; 11 129: 461.3606; 11 130: 461.3606; 11 131: 461.3606; 11 132: 461.3606
LED 180W | 11 | 1 5: 4.8766; 1 6: 4.8766; 1 7: 4.8766; 11 121: 283.9338; 11 122: 283.9338; 11 123: 283.9338; 11 124: 283.9338; 11 125: 283.9338; 11 126: 283.9338; 11 127: 283.9338; 11 128: 283.9338; 11 129: 283.9338; 11 130: 283.9338; 11 131: 283.9338; 11 132: 283.9338
Reinvestimento a cada 20 anos ou mais
BR | 20 | 1 5: 29.2179; 1 6: 29.2179; 11 121: 112.2478; 11 122: 112.2478; 11 123: 112.2478; 11 124: 112.2478; 11 125: 112.2478; 11 126: 112.2478; 11 127: 112.2478; 11 128: 112.2478; 11 129: 112.2478; 11 130: 112.2478; 11 131: 112.2478; 11 132: 112.2478
AS500 | 20 | 1 5: 56.875; 1 6: 56.875; 1 7: 56.875; 1 8: 56.875; 1 9: 56.875; 1 10: 56.875; 1 11: 56.875; 1 12: 56.875
AS1000 | 20 | 1 5: 25.5; 1 6: 25.5; 1 7: 25.5; 1 8: 25.5; 1 9: 25.5; 1 10: 25.5; 1 11: 25.5; 1 12: 25.5
MGS04 | 20 | 1 5: 4.125; 1 6: 4.125; 1 7: 4.125; 1 8: 4.125; 1 9: 4.125; 1 10: 4.125; 1 11: 4.125; 1 12: 4.125
MGS16 | 20 | 1 5: 75.5666; 1 6: 75.5666; 1 7: 75.5666; 1 8: 75.5666; 1 9: 75.5666; 1 10: 75.5666; 1 11: 75.5666; 1 12: 75.5666
MGS36 | 20 | 1 5: 328.4869; 1 6: 328.4869; 1 7: 328.4869; 1 8: 328.4869; 1 9: 328.4869; 1 10: 328.4869; 1 11: 328.4869; 1 12: 328.4869
MGS32 | 20 | 1 5: 18.2917; 1 6: 18.2917; 1 7: 18.2917; 1 8: 18.2917; 1 9: 18.2917; 1 10: 18.2917; 1 11: 18.2917; 1 12: 18.2917
QDG | 20 | 1 5: 10.875; 1 6: 10.875; 1 7: 10.875; 1 8: 10.875; 1 9: 10.875; 1 10: 10.875; 1 11: 10.875; 1 12: 10.875
CP | 20 | 1 12: 150
MGS16CP | 20 | 1 12: 302.2665
Projeto para Estruturação da PPP de Eficiência Energética
CATALÃO/GO

## Depreciação
|  |  |  | DEPRECIAÇÃO | [22 empty] | CRONOGRAMA DE DESEMBOLSO
Ano |  | 1 | [11 empty] | 2 | [11 empty] | 3 | [11 empty] | 4 | [11 empty] | 5 | [11 empty] | 6 | [11 empty] | 7 | [11 empty] | 8 | [11 empty] | 9 | [11 empty] | 10 | [11 empty] | 11 | [11 empty] | 12 | [11 empty] | 13 | [11 empty] | 14 | [11 empty] | 15 | [11 empty] | 16 | [11 empty] | 17 | [11 empty] | 18 | [11 empty] | 19 | [11 empty] | 20
Code / Mês |  | 1 | 2 | 3 | 4 | 5 | 6 | 7 | 8 | 9 | 10 | 11 | 12 | 13 | 14 | 15 | 16 | 17 | 18 | 19 | 20 | 21 | 22 | 23 | 24 | 25 | 26 | 27 | 28 | 29 | 30 | 31 | 32 | 33 | 34 | 35 | 36 | 37 | 38 | 39 | 40 | 41 | 42 | 43 | 44 | 45 | 46 | 47 | 48 | 49 | 50 | 51 | 52 | 53 | 54 | 55 | 56 | 57 | 58 | 59 | 60 | 61 | 62 | 63 | 64 | 65 | 66 | 67 | 68 | 69 | 70 | 71 | 72 | 73 | 74 | 75 | 76 | 77 | 78 | 79 | 80 | 81 | 82 | 83 | 84 | 85 | 86 | 87 | 88 | 89 | 90 | 91 | 92 | 93 | 94 | 95 | 96 | 97 | 98 | 99 | 100 | 101 | 102 | 103 | 104 | 105 | 106 | 107 | 108 | 109 | 110 | 111 | 112 | 113 | 114 | 115 | 116 | 117 | 118 | 119 | 120 | 121 | 122 | 123 | 124 | 125 | 126 | 127 | 128 | 129 | 130 | 131 | 132 | 133 | 134 | 135 | 136 | 137 | 138 | 139 | 140 | 141 | 142 | 143 | 144 | 145 | 146 | 147 | 148 | 149 | 150 | 151 | 152 | 153 | 154 | 155 | 156 | 157 | 158 | 159 | 160 | 161 | 162 | 163 | 164 | 165 | 166 | 167 | 168 | 169 | 170 | 171 | 172 | 173 | 174 | 175 | 176 | 177 | 178 | 179 | 180 | 181 | 182 | 183 | 184 | 185 | 186 | 187 | 188 | 189 | 190 | 191 | 192 | 193 | 194 | 195 | 196 | 197 | 198 | 199 | 200 | 201 | 202 | 203 | 204 | 205 | 206 | 207 | 208 | 209 | 210 | 211 | 212 | 213 | 214 | 215 | 216 | 217 | 218 | 219 | 220 | 221 | 222 | 223 | 224 | 225 | 226 | 227 | 228 | 229 | 230 | 231 | 232 | 233 | 234 | 235 | 236 | 237 | 238 | 239 | 240
Depreciacao | Referência | 6.25 | 7.0868 | 7.9272 | 8.771 | 24.9142 | 41.1873 | 57.4679 | 72.669 | 87.9956 | 103.4498 | 108.2093 | 115.8941 | 115.8941 | 115.8941 | 115.8941 | 115.8941 | 115.8941 | 115.8941 | 115.8941 | 115.8941 | 115.8941 | 115.8941 | 115.8941 | 115.8941 | 115.8941 | 115.8941 | 115.8941 | 115.8941 | 115.8941 | 115.8941 | 115.8941 | 115.8941 | 115.8941 | 115.8941 | 115.8941 | 115.8941 | 115.8941 | 115.8941 | 115.8941 | 115.8941 | 115.8941 | 115.8941 | 115.8941 | 115.8941 | 115.8941 | 115.8941 | 115.8941 | 115.8941 | 115.8941 | 115.8941 | 115.8941 | 115.8941 | 115.8941 | 115.8941 | 115.8941 | 115.8941 | 115.8941 | 115.8941 | 115.8941 | 115.8941 | 115.8941 | 115.8941 | 115.8941 | 115.8941 | 115.8941 | 115.8941 | 115.8941 | 115.8941 | 115.8941 | 115.8941 | 115.8941 | 115.8941 | 115.8941 | 115.8941 | 115.8941 | 115.8941 | 115.8941 | 115.8941 | 115.8941 | 115.8941 | 115.8941 | 115.8941 | 115.8941 | 115.8941 | 115.8941 | 115.8941 | 115.8941 | 115.8941 | 115.8941 | 115.8941 | 115.8941 | 115.8941 | 115.8941 | 115.8941 | 115.8941 | 115.8941 | 115.8941 | 115.8941 | 115.8941 | 115.8941 | 115.8941 | 115.8941 | 115.8941 | 115.8941 | 115.8941 | 115.8941 | 115.8941 | 115.8941 | 115.8941 | 115.8941 | 115.8941 | 115.8941 | 115.8941 | 115.8941 | 115.8941 | 115.8941 | 115.8941 | 115.8941 | 115.8941 | 115.8941 | 38.0868 | 47.3722 | 56.7363 | 66.1805 | 88.3412 | 110.6946 | 133.2442 | 155.9932 | 178.9454 | 202.1044 | 214.6494 | 228.227 | 228.227 | 228.227 | 228.227 | 228.227 | 228.227 | 228.227 | 228.227 | 228.227 | 228.227 | 228.227 | 228.227 | 228.227 | 228.227 | 228.227 | 228.227 | 228.227 | 228.227 | 228.227 | 228.227 | 228.227 | 228.227 | 228.227 | 228.227 | 228.227 | 228.227 | 228.227 | 228.227 | 228.227 | 228.227 | 228.227 | 228.227 | 228.227 | 228.227 | 228.227 | 228.227 | 228.227 | 228.227 | 228.227 | 228.227 | 228.227 | 228.227 | 228.227 | 228.227 | 228.227 | 228.227 | 228.227 | 228.227 | 228.227 | 228.227 | 228.227 | 228.227 | 228.227 | 228.227 | 228.227 | 228.227 | 228.227 | 228.227 | 228.227 | 228.227 | 228.227 | 228.227 | 228.227 | 228.227 | 228.227 | 228.227 | 228.227 | 228.227 | 228.227 | 228.227 | 228.227 | 228.227 | 228.227 | 228.227 | 228.227 | 228.227 | 228.227 | 228.227 | 228.227 | 228.227 | 228.227 | 228.227 | 228.227 | 228.227 | 228.227 | 228.227 | 228.227 | 228.227 | 228.227 | 228.227 | 228.227 | 228.227 | 228.227 | 228.227 | 228.227 | 228.227 | 228.227 | 228.227 | 228.227 | 228.227 | 228.227 | 228.227 | 228.227 | 228.227 | 228.227 | 228.227 | 228.227 | 228.227 | 228.227
1 | 1500 | 6.25 | 6.25 | 6.25 | 6.25 | 6.25 | 6.25 | 6.25 | 6.25 | 6.25 | 6.25 | 6.25 | 6.25 | 6.25 | 6.25 | 6.25 | 6.25 | 6.25 | 6.25 | 6.25 | 6.25 | 6.25 | 6.25 | 6.25 | 6.25 | 6.25 | 6.25 | 6.25 | 6.25 | 6.25 | 6.25 | 6.25 | 6.25 | 6.25 | 6.25 | 6.25 | 6.25 | 6.25 | 6.25 | 6.25 | 6.25 | 6.25 | 6.25 | 6.25 | 6.25 | 6.25 | 6.25 | 6.25 | 6.25 | 6.25 | 6.25 | 6.25 | 6.25 | 6.25 | 6.25 | 6.25 | 6.25 | 6.25 | 6.25 | 6.25 | 6.25 | 6.25 | 6.25 | 6.25 | 6.25 | 6.25 | 6.25 | 6.25 | 6.25 | 6.25 | 6.25 | 6.25 | 6.25 | 6.25 | 6.25 | 6.25 | 6.25 | 6.25 | 6.25 | 6.25 | 6.25 | 6.25 | 6.25 | 6.25 | 6.25 | 6.25 | 6.25 | 6.25 | 6.25 | 6.25 | 6.25 | 6.25 | 6.25 | 6.25 | 6.25 | 6.25 | 6.25 | 6.25 | 6.25 | 6.25 | 6.25 | 6.25 | 6.25 | 6.25 | 6.25 | 6.25 | 6.25 | 6.25 | 6.25 | 6.25 | 6.25 | 6.25 | 6.25 | 6.25 | 6.25 | 6.25 | 6.25 | 6.25 | 6.25 | 6.25 | 6.25 | 6.25 | 6.25 | 6.25 | 6.25 | 6.25 | 6.25 | 6.25 | 6.25 | 6.25 | 6.25 | 6.25 | 6.25 | 6.25 | 6.25 | 6.25 | 6.25 | 6.25 | 6.25 | 6.25 | 6.25 | 6.25 | 6.25 | 6.25 | 6.25 | 6.25 | 6.25 | 6.25 | 6.25 | 6.25 | 6.25 | 6.25 | 6.25 | 6.25 | 6.25 | 6.25 | 6.25 | 6.25 | 6.25 | 6.25 | 6.25 | 6.25 | 6.25 | 6.25 | 6.25 | 6.25 | 6.25 | 6.25 | 6.25 | 6.25 | 6.25 | 6.25 | 6.25 | 6.25 | 6.25 | 6.25 | 6.25 | 6.25 | 6.25 | 6.25 | 6.25 | 6.25 | 6.25 | 6.25 | 6.25 | 6.25 | 6.25 | 6.25 | 6.25 | 6.25 | 6.25 | 6.25 | 6.25 | 6.25 | 6.25 | 6.25 | 6.25 | 6.25 | 6.25 | 6.25 | 6.25 | 6.25 | 6.25 | 6.25 | 6.25 | 6.25 | 6.25 | 6.25 | 6.25 | 6.25 | 6.25 | 6.25 | 6.25 | 6.25 | 6.25 | 6.25 | 6.25 | 6.25 | 6.25 | 6.25 | 6.25 | 6.25 | 6.25 | 6.25 | 6.25 | 6.25 | 6.25 | 6.25 | 6.25 | 6.25 | 6.25 | 6.25 | 6.25 | 6.25 | 6.25 | 6.25 | 6.25 | 6.25 | 6.25 | 6.25 | 6.25
2 | 200 | 0 | 0.83682 | 0.83682 | 0.83682 | 0.83682 | 0.83682 | 0.83682 | 0.83682 | 0.83682 | 0.83682 | 0.83682 | 0.83682 | 0.83682 | 0.83682 | 0.83682 | 0.83682 | 0.83682 | 0.83682 | 0.83682 | 0.83682 | 0.83682 | 0.83682 | 0.83682 | 0.83682 | 0.83682 | 0.83682 | 0.83682 | 0.83682 | 0.83682 | 0.83682 | 0.83682 | 0.83682 | 0.83682 | 0.83682 | 0.83682 | 0.83682 | 0.83682 | 0.83682 | 0.83682 | 0.83682 | 0.83682 | 0.83682 | 0.83682 | 0.83682 | 0.83682 | 0.83682 | 0.83682 | 0.83682 | 0.83682 | 0.83682 | 0.83682 | 0.83682 | 0.83682 | 0.83682 | 0.83682 | 0.83682 | 0.83682 | 0.83682 | 0.83682 | 0.83682 | 0.83682 | 0.83682 | 0.83682 | 0.83682 | 0.83682 | 0.83682 | 0.83682 | 0.83682 | 0.83682 | 0.83682 | 0.83682 | 0.83682 | 0.83682 | 0.83682 | 0.83682 | 0.83682 | 0.83682 | 0.83682 | 0.83682 | 0.83682 | 0.83682 | 0.83682 | 0.83682 | 0.83682 | 0.83682 | 0.83682 | 0.83682 | 0.83682 | 0.83682 | 0.83682 | 0.83682 | 0.83682 | 0.83682 | 0.83682 | 0.83682 | 0.83682 | 0.83682 | 0.83682 | 0.83682 | 0.83682 | 0.83682 | 0.83682 | 0.83682 | 0.83682 | 0.83682 | 0.83682 | 0.83682 | 0.83682 | 0.83682 | 0.83682 | 0.83682 | 0.83682 | 0.83682 | 0.83682 | 0.83682 | 0.83682 | 0.83682 | 0.83682 | 0.83682 | 0.83682 | 0.83682 | 0.83682 | 0.83682 | 0.83682 | 0.83682 | 0.83682 | 0.83682 | 0.83682 | 0.83682 | 0.83682 | 0.83682 | 0.83682 | 0.83682 | 0.83682 | 0.83682 | 0.83682 | 0.83682 | 0.83682 | 0.83682 | 0.83682 | 0.83682 | 0.83682 | 0.83682 | 0.83682 | 0.83682 | 0.83682 | 0.83682 | 0.83682 | 0.83682 | 0.83682 | 0.83682 | 0.83682 | 0.83682 | 0.83682 | 0.83682 | 0.83682 | 0.83682 | 0.83682 | 0.83682 | 0.83682 | 0.83682 | 0.83682 | 0.83682 | 0.83682 | 0.83682 | 0.83682 | 0.83682 | 0.83682 | 0.83682 | 0.83682 | 0.83682 | 0.83682 | 0.83682 | 0.83682 | 0.83682 | 0.83682 | 0.83682 | 0.83682 | 0.83682 | 0.83682 | 0.83682 | 0.83682 | 0.83682 | 0.83682 | 0.83682 | 0.83682 | 0.83682 | 0.83682 | 0.83682 | 0.83682 | 0.83682 | 0.83682 | 0.83682 | 0.83682 | 0.83682 | 0.83682 | 0.83682 | 0.83682 | 0.83682 | 0.83682 | 0.83682 | 0.83682 | 0.83682 | 0.83682 | 0.83682 | 0.83682 | 0.83682 | 0.83682 | 0.83682 | 0.83682 | 0.83682 | 0.83682 | 0.83682 | 0.83682 | 0.83682 | 0.83682 | 0.83682 | 0.83682 | 0.83682 | 0.83682 | 0.83682 | 0.83682 | 0.83682 | 0.83682 | 0.83682 | 0.83682 | 0.83682 | 0.83682 | 0.83682 | 0.83682 | 0.83682 | 0.83682 | 0.83682 | 0.83682 | 0.83682 | 0.83682 | 0.83682 | 0.83682 | 0.83682 | 0.83682
3 | 200 | 0 | 0 | 0.84034 | 0.84034 | 0.84034 | 0.84034 | 0.84034 | 0.84034 | 0.84034 | 0.84034 | 0.84034 | 0.84034 | 0.84034 | 0.84034 | 0.84034 | 0.84034 | 0.84034 | 0.84034 | 0.84034 | 0.84034 | 0.84034 | 0.84034 | 0.84034 | 0.84034 | 0.84034 | 0.84034 | 0.84034 | 0.84034 | 0.84034 | 0.84034 | 0.84034 | 0.84034 | 0.84034 | 0.84034 | 0.84034 | 0.84034 | 0.84034 | 0.84034 | 0.84034 | 0.84034 | 0.84034 | 0.84034 | 0.84034 | 0.84034 | 0.84034 | 0.84034 | 0.84034 | 0.84034 | 0.84034 | 0.84034 | 0.84034 | 0.84034 | 0.84034 | 0.84034 | 0.84034 | 0.84034 | 0.84034 | 0.84034 | 0.84034 | 0.84034 | 0.84034 | 0.84034 | 0.84034 | 0.84034 | 0.84034 | 0.84034 | 0.84034 | 0.84034 | 0.84034 | 0.84034 | 0.84034 | 0.84034 | 0.84034 | 0.84034 | 0.84034 | 0.84034 | 0.84034 | 0.84034 | 0.84034 | 0.84034 | 0.84034 | 0.84034 | 0.84034 | 0.84034 | 0.84034 | 0.84034 | 0.84034 | 0.84034 | 0.84034 | 0.84034 | 0.84034 | 0.84034 | 0.84034 | 0.84034 | 0.84034 | 0.84034 | 0.84034 | 0.84034 | 0.84034 | 0.84034 | 0.84034 | 0.84034 | 0.84034 | 0.84034 | 0.84034 | 0.84034 | 0.84034 | 0.84034 | 0.84034 | 0.84034 | 0.84034 | 0.84034 | 0.84034 | 0.84034 | 0.84034 | 0.84034 | 0.84034 | 0.84034 | 0.84034 | 0.84034 | 0.84034 | 0.84034 | 0.84034 | 0.84034 | 0.84034 | 0.84034 | 0.84034 | 0.84034 | 0.84034 | 0.84034 | 0.84034 | 0.84034 | 0.84034 | 0.84034 | 0.84034 | 0.84034 | 0.84034 | 0.84034 | 0.84034 | 0.84034 | 0.84034 | 0.84034 | 0.84034 | 0.84034 | 0.84034 | 0.84034 | 0.84034 | 0.84034 | 0.84034 | 0.84034 | 0.84034 | 0.84034 | 0.84034 | 0.84034 | 0.84034 | 0.84034 | 0.84034 | 0.84034 | 0.84034 | 0.84034 | 0.84034 | 0.84034 | 0.84034 | 0.84034 | 0.84034 | 0.84034 | 0.84034 | 0.84034 | 0.84034 | 0.84034 | 0.84034 | 0.84034 | 0.84034 | 0.84034 | 0.84034 | 0.84034 | 0.84034 | 0.84034 | 0.84034 | 0.84034 | 0.84034 | 0.84034 | 0.84034 | 0.84034 | 0.84034 | 0.84034 | 0.84034 | 0.84034 | 0.84034 | 0.84034 | 0.84034 | 0.84034 | 0.84034 | 0.84034 | 0.84034 | 0.84034 | 0.84034 | 0.84034 | 0.84034 | 0.84034 | 0.84034 | 0.84034 | 0.84034 | 0.84034 | 0.84034 | 0.84034 | 0.84034 | 0.84034 | 0.84034 | 0.84034 | 0.84034 | 0.84034 | 0.84034 | 0.84034 | 0.84034 | 0.84034 | 0.84034 | 0.84034 | 0.84034 | 0.84034 | 0.84034 | 0.84034 | 0.84034 | 0.84034 | 0.84034 | 0.84034 | 0.84034 | 0.84034 | 0.84034 | 0.84034 | 0.84034 | 0.84034 | 0.84034 | 0.84034 | 0.84034 | 0.84034 | 0.84034 | 0.84034 | 0.84034 | 0.84034
4 | 200 | 0 | 0 | 0 | 0.84388 | 0.84388 | 0.84388 | 0.84388 | 0.84388 | 0.84388 | 0.84388 | 0.84388 | 0.84388 | 0.84388 | 0.84388 | 0.84388 | 0.84388 | 0.84388 | 0.84388 | 0.84388 | 0.84388 | 0.84388 | 0.84388 | 0.84388 | 0.84388 | 0.84388 | 0.84388 | 0.84388 | 0.84388 | 0.84388 | 0.84388 | 0.84388 | 0.84388 | 0.84388 | 0.84388 | 0.84388 | 0.84388 | 0.84388 | 0.84388 | 0.84388 | 0.84388 | 0.84388 | 0.84388 | 0.84388 | 0.84388 | 0.84388 | 0.84388 | 0.84388 | 0.84388 | 0.84388 | 0.84388 | 0.84388 | 0.84388 | 0.84388 | 0.84388 | 0.84388 | 0.84388 | 0.84388 | 0.84388 | 0.84388 | 0.84388 | 0.84388 | 0.84388 | 0.84388 | 0.84388 | 0.84388 | 0.84388 | 0.84388 | 0.84388 | 0.84388 | 0.84388 | 0.84388 | 0.84388 | 0.84388 | 0.84388 | 0.84388 | 0.84388 | 0.84388 | 0.84388 | 0.84388 | 0.84388 | 0.84388 | 0.84388 | 0.84388 | 0.84388 | 0.84388 | 0.84388 | 0.84388 | 0.84388 | 0.84388 | 0.84388 | 0.84388 | 0.84388 | 0.84388 | 0.84388 | 0.84388 | 0.84388 | 0.84388 | 0.84388 | 0.84388 | 0.84388 | 0.84388 | 0.84388 | 0.84388 | 0.84388 | 0.84388 | 0.84388 | 0.84388 | 0.84388 | 0.84388 | 0.84388 | 0.84388 | 0.84388 | 0.84388 | 0.84388 | 0.84388 | 0.84388 | 0.84388 | 0.84388 | 0.84388 | 0.84388 | 0.84388 | 0.84388 | 0.84388 | 0.84388 | 0.84388 | 0.84388 | 0.84388 | 0.84388 | 0.84388 | 0.84388 | 0.84388 | 0.84388 | 0.84388 | 0.84388 | 0.84388 | 0.84388 | 0.84388 | 0.84388 | 0.84388 | 0.84388 | 0.84388 | 0.84388 | 0.84388 | 0.84388 | 0.84388 | 0.84388 | 0.84388 | 0.84388 | 0.84388 | 0.84388 | 0.84388 | 0.84388 | 0.84388 | 0.84388 | 0.84388 | 0.84388 | 0.84388 | 0.84388 | 0.84388 | 0.84388 | 0.84388 | 0.84388 | 0.84388 | 0.84388 | 0.84388 | 0.84388 | 0.84388 | 0.84388 | 0.84388 | 0.84388 | 0.84388 | 0.84388 | 0.84388 | 0.84388 | 0.84388 | 0.84388 | 0.84388 | 0.84388 | 0.84388 | 0.84388 | 0.84388 | 0.84388 | 0.84388 | 0.84388 | 0.84388 | 0.84388 | 0.84388 | 0.84388 | 0.84388 | 0.84388 | 0.84388 | 0.84388 | 0.84388 | 0.84388 | 0.84388 | 0.84388 | 0.84388 | 0.84388 | 0.84388 | 0.84388 | 0.84388 | 0.84388 | 0.84388 | 0.84388 | 0.84388 | 0.84388 | 0.84388 | 0.84388 | 0.84388 | 0.84388 | 0.84388 | 0.84388 | 0.84388 | 0.84388 | 0.84388 | 0.84388 | 0.84388 | 0.84388 | 0.84388 | 0.84388 | 0.84388 | 0.84388 | 0.84388 | 0.84388 | 0.84388 | 0.84388 | 0.84388 | 0.84388 | 0.84388 | 0.84388 | 0.84388 | 0.84388 | 0.84388 | 0.84388 | 0.84388 | 0.84388 | 0.84388 | 0.84388 | 0.84388 | 0.84388
5 | 548.938 | 0 | 0 | 0 | 0 | 2.326 | 2.326 | 2.326 | 2.326 | 2.326 | 2.326 | 2.326 | 2.326 | 2.326 | 2.326 | 2.326 | 2.326 | 2.326 | 2.326 | 2.326 | 2.326 | 2.326 | 2.326 | 2.326 | 2.326 | 2.326 | 2.326 | 2.326 | 2.326 | 2.326 | 2.326 | 2.326 | 2.326 | 2.326 | 2.326 | 2.326 | 2.326 | 2.326 | 2.326 | 2.326 | 2.326 | 2.326 | 2.326 | 2.326 | 2.326 | 2.326 | 2.326 | 2.326 | 2.326 | 2.326 | 2.326 | 2.326 | 2.326 | 2.326 | 2.326 | 2.326 | 2.326 | 2.326 | 2.326 | 2.326 | 2.326 | 2.326 | 2.326 | 2.326 | 2.326 | 2.326 | 2.326 | 2.326 | 2.326 | 2.326 | 2.326 | 2.326 | 2.326 | 2.326 | 2.326 | 2.326 | 2.326 | 2.326 | 2.326 | 2.326 | 2.326 | 2.326 | 2.326 | 2.326 | 2.326 | 2.326 | 2.326 | 2.326 | 2.326 | 2.326 | 2.326 | 2.326 | 2.326 | 2.326 | 2.326 | 2.326 | 2.326 | 2.326 | 2.326 | 2.326 | 2.326 | 2.326 | 2.326 | 2.326 | 2.326 | 2.326 | 2.326 | 2.326 | 2.326 | 2.326 | 2.326 | 2.326 | 2.326 | 2.326 | 2.326 | 2.326 | 2.326 | 2.326 | 2.326 | 2.326 | 2.326 | 2.326 | 2.326 | 2.326 | 2.326 | 2.326 | 2.326 | 2.326 | 2.326 | 2.326 | 2.326 | 2.326 | 2.326 | 2.326 | 2.326 | 2.326 | 2.326 | 2.326 | 2.326 | 2.326 | 2.326 | 2.326 | 2.326 | 2.326 | 2.326 | 2.326 | 2.326 | 2.326 | 2.326 | 2.326 | 2.326 | 2.326 | 2.326 | 2.326 | 2.326 | 2.326 | 2.326 | 2.326 | 2.326 | 2.326 | 2.326 | 2.326 | 2.326 | 2.326 | 2.326 | 2.326 | 2.326 | 2.326 | 2.326 | 2.326 | 2.326 | 2.326 | 2.326 | 2.326 | 2.326 | 2.326 | 2.326 | 2.326 | 2.326 | 2.326 | 2.326 | 2.326 | 2.326 | 2.326 | 2.326 | 2.326 | 2.326 | 2.326 | 2.326 | 2.326 | 2.326 | 2.326 | 2.326 | 2.326 | 2.326 | 2.326 | 2.326 | 2.326 | 2.326 | 2.326 | 2.326 | 2.326 | 2.326 | 2.326 | 2.326 | 2.326 | 2.326 | 2.326 | 2.326 | 2.326 | 2.326 | 2.326 | 2.326 | 2.326 | 2.326 | 2.326 | 2.326 | 2.326 | 2.326 | 2.326 | 2.326 | 2.326 | 2.326 | 2.326 | 2.326 | 2.326 | 2.326 | 2.326 | 2.326 | 2.326 | 2.326 | 2.326 | 2.326 | 2.326 | 2.326 | 2.326 | 2.326 | 2.326 | 2.326 | 2.326 | 2.326
6 | 548.938 | 0 | 0 | 0 | 0 | 0 | 2.3359 | 2.3359 | 2.3359 | 2.3359 | 2.3359 | 2.3359 | 2.3359 | 2.3359 | 2.3359 | 2.3359 | 2.3359 | 2.3359 | 2.3359 | 2.3359 | 2.3359 | 2.3359 | 2.3359 | 2.3359 | 2.3359 | 2.3359 | 2.3359 | 2.3359 | 2.3359 | 2.3359 | 2.3359 | 2.3359 | 2.3359 | 2.3359 | 2.3359 | 2.3359 | 2.3359 | 2.3359 | 2.3359 | 2.3359 | 2.3359 | 2.3359 | 2.3359 | 2.3359 | 2.3359 | 2.3359 | 2.3359 | 2.3359 | 2.3359 | 2.3359 | 2.3359 | 2.3359 | 2.3359 | 2.3359 | 2.3359 | 2.3359 | 2.3359 | 2.3359 | 2.3359 | 2.3359 | 2.3359 | 2.3359 | 2.3359 | 2.3359 | 2.3359 | 2.3359 | 2.3359 | 2.3359 | 2.3359 | 2.3359 | 2.3359 | 2.3359 | 2.3359 | 2.3359 | 2.3359 | 2.3359 | 2.3359 | 2.3359 | 2.3359 | 2.3359 | 2.3359 | 2.3359 | 2.3359 | 2.3359 | 2.3359 | 2.3359 | 2.3359 | 2.3359 | 2.3359 | 2.3359 | 2.3359 | 2.3359 | 2.3359 | 2.3359 | 2.3359 | 2.3359 | 2.3359 | 2.3359 | 2.3359 | 2.3359 | 2.3359 | 2.3359 | 2.3359 | 2.3359 | 2.3359 | 2.3359 | 2.3359 | 2.3359 | 2.3359 | 2.3359 | 2.3359 | 2.3359 | 2.3359 | 2.3359 | 2.3359 | 2.3359 | 2.3359 | 2.3359 | 2.3359 | 2.3359 | 2.3359 | 2.3359 | 2.3359 | 2.3359 | 2.3359 | 2.3359 | 2.3359 | 2.3359 | 2.3359 | 2.3359 | 2.3359 | 2.3359 | 2.3359 | 2.3359 | 2.3359 | 2.3359 | 2.3359 | 2.3359 | 2.3359 | 2.3359 | 2.3359 | 2.3359 | 2.3359 | 2.3359 | 2.3359 | 2.3359 | 2.3359 | 2.3359 | 2.3359 | 2.3359 | 2.3359 | 2.3359 | 2.3359 | 2.3359 | 2.3359 | 2.3359 | 2.3359 | 2.3359 | 2.3359 | 2.3359 | 2.3359 | 2.3359 | 2.3359 | 2.3359 | 2.3359 | 2.3359 | 2.3359 | 2.3359 | 2.3359 | 2.3359 | 2.3359 | 2.3359 | 2.3359 | 2.3359 | 2.3359 | 2.3359 | 2.3359 | 2.3359 | 2.3359 | 2.3359 | 2.3359 | 2.3359 | 2.3359 | 2.3359 | 2.3359 | 2.3359 | 2.3359 | 2.3359 | 2.3359 | 2.3359 | 2.3359 | 2.3359 | 2.3359 | 2.3359 | 2.3359 | 2.3359 | 2.3359 | 2.3359 | 2.3359 | 2.3359 | 2.3359 | 2.3359 | 2.3359 | 2.3359 | 2.3359 | 2.3359 | 2.3359 | 2.3359 | 2.3359 | 2.3359 | 2.3359 | 2.3359 | 2.3359 | 2.3359 | 2.3359 | 2.3359 | 2.3359 | 2.3359 | 2.3359 | 2.3359 | 2.3359 | 2.3359 | 2.3359 | 2.3359 | 2.3359 | 2.3359 | 2.3359 | 2.3359 | 2.3359 | 2.3359 | 2.3359 | 2.3359 | 2.3359 | 2.3359 | 2.3359 | 2.3359 | 2.3359 | 2.3359 | 2.3359 | 2.3359 | 2.3359
7 | 519.7202 | 0 | 0 | 0 | 0 | 0 | 0 | 2.221 | 2.221 | 2.221 | 2.221 | 2.221 | 2.221 | 2.221 | 2.221 | 2.221 | 2.221 | 2.221 | 2.221 | 2.221 | 2.221 | 2.221 | 2.221 | 2.221 | 2.221 | 2.221 | 2.221 | 2.221 | 2.221 | 2.221 | 2.221 | 2.221 | 2.221 | 2.221 | 2.221 | 2.221 | 2.221 | 2.221 | 2.221 | 2.221 | 2.221 | 2.221 | 2.221 | 2.221 | 2.221 | 2.221 | 2.221 | 2.221 | 2.221 | 2.221 | 2.221 | 2.221 | 2.221 | 2.221 | 2.221 | 2.221 | 2.221 | 2.221 | 2.221 | 2.221 | 2.221 | 2.221 | 2.221 | 2.221 | 2.221 | 2.221 | 2.221 | 2.221 | 2.221 | 2.221 | 2.221 | 2.221 | 2.221 | 2.221 | 2.221 | 2.221 | 2.221 | 2.221 | 2.221 | 2.221 | 2.221 | 2.221 | 2.221 | 2.221 | 2.221 | 2.221 | 2.221 | 2.221 | 2.221 | 2.221 | 2.221 | 2.221 | 2.221 | 2.221 | 2.221 | 2.221 | 2.221 | 2.221 | 2.221 | 2.221 | 2.221 | 2.221 | 2.221 | 2.221 | 2.221 | 2.221 | 2.221 | 2.221 | 2.221 | 2.221 | 2.221 | 2.221 | 2.221 | 2.221 | 2.221 | 2.221 | 2.221 | 2.221 | 2.221 | 2.221 | 2.221 | 2.221 | 2.221 | 2.221 | 2.221 | 2.221 | 2.221 | 2.221 | 2.221 | 2.221 | 2.221 | 2.221 | 2.221 | 2.221 | 2.221 | 2.221 | 2.221 | 2.221 | 2.221 | 2.221 | 2.221 | 2.221 | 2.221 | 2.221 | 2.221 | 2.221 | 2.221 | 2.221 | 2.221 | 2.221 | 2.221 | 2.221 | 2.221 | 2.221 | 2.221 | 2.221 | 2.221 | 2.221 | 2.221 | 2.221 | 2.221 | 2.221 | 2.221 | 2.221 | 2.221 | 2.221 | 2.221 | 2.221 | 2.221 | 2.221 | 2.221 | 2.221 | 2.221 | 2.221 | 2.221 | 2.221 | 2.221 | 2.221 | 2.221 | 2.221 | 2.221 | 2.221 | 2.221 | 2.221 | 2.221 | 2.221 | 2.221 | 2.221 | 2.221 | 2.221 | 2.221 | 2.221 | 2.221 | 2.221 | 2.221 | 2.221 | 2.221 | 2.221 | 2.221 | 2.221 | 2.221 | 2.221 | 2.221 | 2.221 | 2.221 | 2.221 | 2.221 | 2.221 | 2.221 | 2.221 | 2.221 | 2.221 | 2.221 | 2.221 | 2.221 | 2.221 | 2.221 | 2.221 | 2.221 | 2.221 | 2.221 | 2.221 | 2.221 | 2.221 | 2.221 | 2.221 | 2.221 | 2.221 | 2.221 | 2.221 | 2.221 | 2.221 | 2.221 | 2.221 | 2.221 | 2.221 | 2.221 | 2.221 | 2.221 | 2.221 | 2.221
8 | 519.7202 | 0 | 0 | 0 | 0 | 0 | 0 | 0 | 2.2306 | 2.2306 | 2.2306 | 2.2306 | 2.2306 | 2.2306 | 2.2306 | 2.2306 | 2.2306 | 2.2306 | 2.2306 | 2.2306 | 2.2306 | 2.2306 | 2.2306 | 2.2306 | 2.2306 | 2.2306 | 2.2306 | 2.2306 | 2.2306 | 2.2306 | 2.2306 | 2.2306 | 2.2306 | 2.2306 | 2.2306 | 2.2306 | 2.2306 | 2.2306 | 2.2306 | 2.2306 | 2.2306 | 2.2306 | 2.2306 | 2.2306 | 2.2306 | 2.2306 | 2.2306 | 2.2306 | 2.2306 | 2.2306 | 2.2306 | 2.2306 | 2.2306 | 2.2306 | 2.2306 | 2.2306 | 2.2306 | 2.2306 | 2.2306 | 2.2306 | 2.2306 | 2.2306 | 2.2306 | 2.2306 | 2.2306 | 2.2306 | 2.2306 | 2.2306 | 2.2306 | 2.2306 | 2.2306 | 2.2306 | 2.2306 | 2.2306 | 2.2306 | 2.2306 | 2.2306 | 2.2306 | 2.2306 | 2.2306 | 2.2306 | 2.2306 | 2.2306 | 2.2306 | 2.2306 | 2.2306 | 2.2306 | 2.2306 | 2.2306 | 2.2306 | 2.2306 | 2.2306 | 2.2306 | 2.2306 | 2.2306 | 2.2306 | 2.2306 | 2.2306 | 2.2306 | 2.2306 | 2.2306 | 2.2306 | 2.2306 | 2.2306 | 2.2306 | 2.2306 | 2.2306 | 2.2306 | 2.2306 | 2.2306 | 2.2306 | 2.2306 | 2.2306 | 2.2306 | 2.2306 | 2.2306 | 2.2306 | 2.2306 | 2.2306 | 2.2306 | 2.2306 | 2.2306 | 2.2306 | 2.2306 | 2.2306 | 2.2306 | 2.2306 | 2.2306 | 2.2306 | 2.2306 | 2.2306 | 2.2306 | 2.2306 | 2.2306 | 2.2306 | 2.2306 | 2.2306 | 2.2306 | 2.2306 | 2.2306 | 2.2306 | 2.2306 | 2.2306 | 2.2306 | 2.2306 | 2.2306 | 2.2306 | 2.2306 | 2.2306 | 2.2306 | 2.2306 | 2.2306 | 2.2306 | 2.2306 | 2.2306 | 2.2306 | 2.2306 | 2.2306 | 2.2306 | 2.2306 | 2.2306 | 2.2306 | 2.2306 | 2.2306 | 2.2306 | 2.2306 | 2.2306 | 2.2306 | 2.2306 | 2.2306 | 2.2306 | 2.2306 | 2.2306 | 2.2306 | 2.2306 | 2.2306 | 2.2306 | 2.2306 | 2.2306 | 2.2306 | 2.2306 | 2.2306 | 2.2306 | 2.2306 | 2.2306 | 2.2306 | 2.2306 | 2.2306 | 2.2306 | 2.2306 | 2.2306 | 2.2306 | 2.2306 | 2.2306 | 2.2306 | 2.2306 | 2.2306 | 2.2306 | 2.2306 | 2.2306 | 2.2306 | 2.2306 | 2.2306 | 2.2306 | 2.2306 | 2.2306 | 2.2306 | 2.2306 | 2.2306 | 2.2306 | 2.2306 | 2.2306 | 2.2306 | 2.2306 | 2.2306 | 2.2306 | 2.2306 | 2.2306 | 2.2306 | 2.2306 | 2.2306 | 2.2306 | 2.2306 | 2.2306 | 2.2306 | 2.2306 | 2.2306 | 2.2306 | 2.2306 | 2.2306 | 2.2306 | 2.2306 | 2.2306 | 2.2306 | 2.2306 | 2.2306 | 2.2306 | 2.2306 | 2.2306 | 2.2306 | 2.2306
9 | 519.7202 | 0 | 0 | 0 | 0 | 0 | 0 | 0 | 0 | 2.2402 | 2.2402 | 2.2402 | 2.2402 | 2.2402 | 2.2402 | 2.2402 | 2.2402 | 2.2402 | 2.2402 | 2.2402 | 2.2402 | 2.2402 | 2.2402 | 2.2402 | 2.2402 | 2.2402 | 2.2402 | 2.2402 | 2.2402 | 2.2402 | 2.2402 | 2.2402 | 2.2402 | 2.2402 | 2.2402 | 2.2402 | 2.2402 | 2.2402 | 2.2402 | 2.2402 | 2.2402 | 2.2402 | 2.2402 | 2.2402 | 2.2402 | 2.2402 | 2.2402 | 2.2402 | 2.2402 | 2.2402 | 2.2402 | 2.2402 | 2.2402 | 2.2402 | 2.2402 | 2.2402 | 2.2402 | 2.2402 | 2.2402 | 2.2402 | 2.2402 | 2.2402 | 2.2402 | 2.2402 | 2.2402 | 2.2402 | 2.2402 | 2.2402 | 2.2402 | 2.2402 | 2.2402 | 2.2402 | 2.2402 | 2.2402 | 2.2402 | 2.2402 | 2.2402 | 2.2402 | 2.2402 | 2.2402 | 2.2402 | 2.2402 | 2.2402 | 2.2402 | 2.2402 | 2.2402 | 2.2402 | 2.2402 | 2.2402 | 2.2402 | 2.2402 | 2.2402 | 2.2402 | 2.2402 | 2.2402 | 2.2402 | 2.2402 | 2.2402 | 2.2402 | 2.2402 | 2.2402 | 2.2402 | 2.2402 | 2.2402 | 2.2402 | 2.2402 | 2.2402 | 2.2402 | 2.2402 | 2.2402 | 2.2402 | 2.2402 | 2.2402 | 2.2402 | 2.2402 | 2.2402 | 2.2402 | 2.2402 | 2.2402 | 2.2402 | 2.2402 | 2.2402 | 2.2402 | 2.2402 | 2.2402 | 2.2402 | 2.2402 | 2.2402 | 2.2402 | 2.2402 | 2.2402 | 2.2402 | 2.2402 | 2.2402 | 2.2402 | 2.2402 | 2.2402 | 2.2402 | 2.2402 | 2.2402 | 2.2402 | 2.2402 | 2.2402 | 2.2402 | 2.2402 | 2.2402 | 2.2402 | 2.2402 | 2.2402 | 2.2402 | 2.2402 | 2.2402 | 2.2402 | 2.2402 | 2.2402 | 2.2402 | 2.2402 | 2.2402 | 2.2402 | 2.2402 | 2.2402 | 2.2402 | 2.2402 | 2.2402 | 2.2402 | 2.2402 | 2.2402 | 2.2402 | 2.2402 | 2.2402 | 2.2402 | 2.2402 | 2.2402 | 2.2402 | 2.2402 | 2.2402 | 2.2402 | 2.2402 | 2.2402 | 2.2402 | 2.2402 | 2.2402 | 2.2402 | 2.2402 | 2.2402 | 2.2402 | 2.2402 | 2.2402 | 2.2402 | 2.2402 | 2.2402 | 2.2402 | 2.2402 | 2.2402 | 2.2402 | 2.2402 | 2.2402 | 2.2402 | 2.2402 | 2.2402 | 2.2402 | 2.2402 | 2.2402 | 2.2402 | 2.2402 | 2.2402 | 2.2402 | 2.2402 | 2.2402 | 2.2402 | 2.2402 | 2.2402 | 2.2402 | 2.2402 | 2.2402 | 2.2402 | 2.2402 | 2.2402 | 2.2402 | 2.2402 | 2.2402 | 2.2402 | 2.2402 | 2.2402 | 2.2402 | 2.2402 | 2.2402 | 2.2402 | 2.2402 | 2.2402 | 2.2402 | 2.2402 | 2.2402 | 2.2402 | 2.2402 | 2.2402 | 2.2402 | 2.2402 | 2.2402 | 2.2402 | 2.2402
10 | 519.7202 | 0 | 0 | 0 | 0 | 0 | 0 | 0 | 0 | 0 | 2.2499 | 2.2499 | 2.2499 | 2.2499 | 2.2499 | 2.2499 | 2.2499 | 2.2499 | 2.2499 | 2.2499 | 2.2499 | 2.2499 | 2.2499 | 2.2499 | 2.2499 | 2.2499 | 2.2499 | 2.2499 | 2.2499 | 2.2499 | 2.2499 | 2.2499 | 2.2499 | 2.2499 | 2.2499 | 2.2499 | 2.2499 | 2.2499 | 2.2499 | 2.2499 | 2.2499 | 2.2499 | 2.2499 | 2.2499 | 2.2499 | 2.2499 | 2.2499 | 2.2499 | 2.2499 | 2.2499 | 2.2499 | 2.2499 | 2.2499 | 2.2499 | 2.2499 | 2.2499 | 2.2499 | 2.2499 | 2.2499 | 2.2499 | 2.2499 | 2.2499 | 2.2499 | 2.2499 | 2.2499 | 2.2499 | 2.2499 | 2.2499 | 2.2499 | 2.2499 | 2.2499 | 2.2499 | 2.2499 | 2.2499 | 2.2499 | 2.2499 | 2.2499 | 2.2499 | 2.2499 | 2.2499 | 2.2499 | 2.2499 | 2.2499 | 2.2499 | 2.2499 | 2.2499 | 2.2499 | 2.2499 | 2.2499 | 2.2499 | 2.2499 | 2.2499 | 2.2499 | 2.2499 | 2.2499 | 2.2499 | 2.2499 | 2.2499 | 2.2499 | 2.2499 | 2.2499 | 2.2499 | 2.2499 | 2.2499 | 2.2499 | 2.2499 | 2.2499 | 2.2499 | 2.2499 | 2.2499 | 2.2499 | 2.2499 | 2.2499 | 2.2499 | 2.2499 | 2.2499 | 2.2499 | 2.2499 | 2.2499 | 2.2499 | 2.2499 | 2.2499 | 2.2499 | 2.2499 | 2.2499 | 2.2499 | 2.2499 | 2.2499 | 2.2499 | 2.2499 | 2.2499 | 2.2499 | 2.2499 | 2.2499 | 2.2499 | 2.2499 | 2.2499 | 2.2499 | 2.2499 | 2.2499 | 2.2499 | 2.2499 | 2.2499 | 2.2499 | 2.2499 | 2.2499 | 2.2499 | 2.2499 | 2.2499 | 2.2499 | 2.2499 | 2.2499 | 2.2499 | 2.2499 | 2.2499 | 2.2499 | 2.2499 | 2.2499 | 2.2499 | 2.2499 | 2.2499 | 2.2499 | 2.2499 | 2.2499 | 2.2499 | 2.2499 | 2.2499 | 2.2499 | 2.2499 | 2.2499 | 2.2499 | 2.2499 | 2.2499 | 2.2499 | 2.2499 | 2.2499 | 2.2499 | 2.2499 | 2.2499 | 2.2499 | 2.2499 | 2.2499 | 2.2499 | 2.2499 | 2.2499 | 2.2499 | 2.2499 | 2.2499 | 2.2499 | 2.2499 | 2.2499 | 2.2499 | 2.2499 | 2.2499 | 2.2499 | 2.2499 | 2.2499 | 2.2499 | 2.2499 | 2.2499 | 2.2499 | 2.2499 | 2.2499 | 2.2499 | 2.2499 | 2.2499 | 2.2499 | 2.2499 | 2.2499 | 2.2499 | 2.2499 | 2.2499 | 2.2499 | 2.2499 | 2.2499 | 2.2499 | 2.2499 | 2.2499 | 2.2499 | 2.2499 | 2.2499 | 2.2499 | 2.2499 | 2.2499 | 2.2499 | 2.2499 | 2.2499 | 2.2499 | 2.2499 | 2.2499 | 2.2499 | 2.2499 | 2.2499 | 2.2499 | 2.2499 | 2.2499 | 2.2499 | 2.2499 | 2.2499 | 2.2499 | 2.2499
11 | 519.7202 | 0 | 0 | 0 | 0 | 0 | 0 | 0 | 0 | 0 | 0 | 2.2597 | 2.2597 | 2.2597 | 2.2597 | 2.2597 | 2.2597 | 2.2597 | 2.2597 | 2.2597 | 2.2597 | 2.2597 | 2.2597 | 2.2597 | 2.2597 | 2.2597 | 2.2597 | 2.2597 | 2.2597 | 2.2597 | 2.2597 | 2.2597 | 2.2597 | 2.2597 | 2.2597 | 2.2597 | 2.2597 | 2.2597 | 2.2597 | 2.2597 | 2.2597 | 2.2597 | 2.2597 | 2.2597 | 2.2597 | 2.2597 | 2.2597 | 2.2597 | 2.2597 | 2.2597 | 2.2597 | 2.2597 | 2.2597 | 2.2597 | 2.2597 | 2.2597 | 2.2597 | 2.2597 | 2.2597 | 2.2597 | 2.2597 | 2.2597 | 2.2597 | 2.2597 | 2.2597 | 2.2597 | 2.2597 | 2.2597 | 2.2597 | 2.2597 | 2.2597 | 2.2597 | 2.2597 | 2.2597 | 2.2597 | 2.2597 | 2.2597 | 2.2597 | 2.2597 | 2.2597 | 2.2597 | 2.2597 | 2.2597 | 2.2597 | 2.2597 | 2.2597 | 2.2597 | 2.2597 | 2.2597 | 2.2597 | 2.2597 | 2.2597 | 2.2597 | 2.2597 | 2.2597 | 2.2597 | 2.2597 | 2.2597 | 2.2597 | 2.2597 | 2.2597 | 2.2597 | 2.2597 | 2.2597 | 2.2597 | 2.2597 | 2.2597 | 2.2597 | 2.2597 | 2.2597 | 2.2597 | 2.2597 | 2.2597 | 2.2597 | 2.2597 | 2.2597 | 2.2597 | 2.2597 | 2.2597 | 2.2597 | 2.2597 | 2.2597 | 2.2597 | 2.2597 | 2.2597 | 2.2597 | 2.2597 | 2.2597 | 2.2597 | 2.2597 | 2.2597 | 2.2597 | 2.2597 | 2.2597 | 2.2597 | 2.2597 | 2.2597 | 2.2597 | 2.2597 | 2.2597 | 2.2597 | 2.2597 | 2.2597 | 2.2597 | 2.2597 | 2.2597 | 2.2597 | 2.2597 | 2.2597 | 2.2597 | 2.2597 | 2.2597 | 2.2597 | 2.2597 | 2.2597 | 2.2597 | 2.2597 | 2.2597 | 2.2597 | 2.2597 | 2.2597 | 2.2597 | 2.2597 | 2.2597 | 2.2597 | 2.2597 | 2.2597 | 2.2597 | 2.2597 | 2.2597 | 2.2597 | 2.2597 | 2.2597 | 2.2597 | 2.2597 | 2.2597 | 2.2597 | 2.2597 | 2.2597 | 2.2597 | 2.2597 | 2.2597 | 2.2597 | 2.2597 | 2.2597 | 2.2597 | 2.2597 | 2.2597 | 2.2597 | 2.2597 | 2.2597 | 2.2597 | 2.2597 | 2.2597 | 2.2597 | 2.2597 | 2.2597 | 2.2597 | 2.2597 | 2.2597 | 2.2597 | 2.2597 | 2.2597 | 2.2597 | 2.2597 | 2.2597 | 2.2597 | 2.2597 | 2.2597 | 2.2597 | 2.2597 | 2.2597 | 2.2597 | 2.2597 | 2.2597 | 2.2597 | 2.2597 | 2.2597 | 2.2597 | 2.2597 | 2.2597 | 2.2597 | 2.2597 | 2.2597 | 2.2597 | 2.2597 | 2.2597 | 2.2597 | 2.2597 | 2.2597 | 2.2597 | 2.2597 | 2.2597 | 2.2597 | 2.2597 | 2.2597 | 2.2597 | 2.2597 | 2.2597 | 2.2597 | 2.2597
12 | 971.9867 | 0 | 0 | 0 | 0 | 0 | 0 | 0 | 0 | 0 | 0 | 0 | 4.2445 | 4.2445 | 4.2445 | 4.2445 | 4.2445 | 4.2445 | 4.2445 | 4.2445 | 4.2445 | 4.2445 | 4.2445 | 4.2445 | 4.2445 | 4.2445 | 4.2445 | 4.2445 | 4.2445 | 4.2445 | 4.2445 | 4.2445 | 4.2445 | 4.2445 | 4.2445 | 4.2445 | 4.2445 | 4.2445 | 4.2445 | 4.2445 | 4.2445 | 4.2445 | 4.2445 | 4.2445 | 4.2445 | 4.2445 | 4.2445 | 4.2445 | 4.2445 | 4.2445 | 4.2445 | 4.2445 | 4.2445 | 4.2445 | 4.2445 | 4.2445 | 4.2445 | 4.2445 | 4.2445 | 4.2445 | 4.2445 | 4.2445 | 4.2445 | 4.2445 | 4.2445 | 4.2445 | 4.2445 | 4.2445 | 4.2445 | 4.2445 | 4.2445 | 4.2445 | 4.2445 | 4.2445 | 4.2445 | 4.2445 | 4.2445 | 4.2445 | 4.2445 | 4.2445 | 4.2445 | 4.2445 | 4.2445 | 4.2445 | 4.2445 | 4.2445 | 4.2445 | 4.2445 | 4.2445 | 4.2445 | 4.2445 | 4.2445 | 4.2445 | 4.2445 | 4.2445 | 4.2445 | 4.2445 | 4.2445 | 4.2445 | 4.2445 | 4.2445 | 4.2445 | 4.2445 | 4.2445 | 4.2445 | 4.2445 | 4.2445 | 4.2445 | 4.2445 | 4.2445 | 4.2445 | 4.2445 | 4.2445 | 4.2445 | 4.2445 | 4.2445 | 4.2445 | 4.2445 | 4.2445 | 4.2445 | 4.2445 | 4.2445 | 4.2445 | 4.2445 | 4.2445 | 4.2445 | 4.2445 | 4.2445 | 4.2445 | 4.2445 | 4.2445 | 4.2445 | 4.2445 | 4.2445 | 4.2445 | 4.2445 | 4.2445 | 4.2445 | 4.2445 | 4.2445 | 4.2445 | 4.2445 | 4.2445 | 4.2445 | 4.2445 | 4.2445 | 4.2445 | 4.2445 | 4.2445 | 4.2445 | 4.2445 | 4.2445 | 4.2445 | 4.2445 | 4.2445 | 4.2445 | 4.2445 | 4.2445 | 4.2445 | 4.2445 | 4.2445 | 4.2445 | 4.2445 | 4.2445 | 4.2445 | 4.2445 | 4.2445 | 4.2445 | 4.2445 | 4.2445 | 4.2445 | 4.2445 | 4.2445 | 4.2445 | 4.2445 | 4.2445 | 4.2445 | 4.2445 | 4.2445 | 4.2445 | 4.2445 | 4.2445 | 4.2445 | 4.2445 | 4.2445 | 4.2445 | 4.2445 | 4.2445 | 4.2445 | 4.2445 | 4.2445 | 4.2445 | 4.2445 | 4.2445 | 4.2445 | 4.2445 | 4.2445 | 4.2445 | 4.2445 | 4.2445 | 4.2445 | 4.2445 | 4.2445 | 4.2445 | 4.2445 | 4.2445 | 4.2445 | 4.2445 | 4.2445 | 4.2445 | 4.2445 | 4.2445 | 4.2445 | 4.2445 | 4.2445 | 4.2445 | 4.2445 | 4.2445 | 4.2445 | 4.2445 | 4.2445 | 4.2445 | 4.2445 | 4.2445 | 4.2445 | 4.2445 | 4.2445 | 4.2445 | 4.2445 | 4.2445 | 4.2445 | 4.2445 | 4.2445 | 4.2445 | 4.2445 | 4.2445 | 4.2445 | 4.2445 | 4.2445 | 4.2445 | 4.2445
121 | 112.2478 | 0 | 0 | 0 | 0 | 0 | 0 | 0 | 0 | 0 | 0 | 0 | 0 | 0 | 0 | 0 | 0 | 0 | 0 | 0 | 0 | 0 | 0 | 0 | 0 | 0 | 0 | 0 | 0 | 0 | 0 | 0 | 0 | 0 | 0 | 0 | 0 | 0 | 0 | 0 | 0 | 0 | 0 | 0 | 0 | 0 | 0 | 0 | 0 | 0 | 0 | 0 | 0 | 0 | 0 | 0 | 0 | 0 | 0 | 0 | 0 | 0 | 0 | 0 | 0 | 0 | 0 | 0 | 0 | 0 | 0 | 0 | 0 | 0 | 0 | 0 | 0 | 0 | 0 | 0 | 0 | 0 | 0 | 0 | 0 | 0 | 0 | 0 | 0 | 0 | 0 | 0 | 0 | 0 | 0 | 0 | 0 | 0 | 0 | 0 | 0 | 0 | 0 | 0 | 0 | 0 | 0 | 0 | 0 | 0 | 0 | 0 | 0 | 0 | 0 | 0 | 0 | 0 | 0 | 0 | 0 | 0.9354 | 0.9354 | 0.9354 | 0.9354 | 0.9354 | 0.9354 | 0.9354 | 0.9354 | 0.9354 | 0.9354 | 0.9354 | 0.9354 | 0.9354 | 0.9354 | 0.9354 | 0.9354 | 0.9354 | 0.9354 | 0.9354 | 0.9354 | 0.9354 | 0.9354 | 0.9354 | 0.9354 | 0.9354 | 0.9354 | 0.9354 | 0.9354 | 0.9354 | 0.9354 | 0.9354 | 0.9354 | 0.9354 | 0.9354 | 0.9354 | 0.9354 | 0.9354 | 0.9354 | 0.9354 | 0.9354 | 0.9354 | 0.9354 | 0.9354 | 0.9354 | 0.9354 | 0.9354 | 0.9354 | 0.9354 | 0.9354 | 0.9354 | 0.9354 | 0.9354 | 0.9354 | 0.9354 | 0.9354 | 0.9354 | 0.9354 | 0.9354 | 0.9354 | 0.9354 | 0.9354 | 0.9354 | 0.9354 | 0.9354 | 0.9354 | 0.9354 | 0.9354 | 0.9354 | 0.9354 | 0.9354 | 0.9354 | 0.9354 | 0.9354 | 0.9354 | 0.9354 | 0.9354 | 0.9354 | 0.9354 | 0.9354 | 0.9354 | 0.9354 | 0.9354 | 0.9354 | 0.9354 | 0.9354 | 0.9354 | 0.9354 | 0.9354 | 0.9354 | 0.9354 | 0.9354 | 0.9354 | 0.9354 | 0.9354 | 0.9354 | 0.9354 | 0.9354 | 0.9354 | 0.9354 | 0.9354 | 0.9354 | 0.9354 | 0.9354 | 0.9354 | 0.9354 | 0.9354 | 0.9354 | 0.9354 | 0.9354 | 0.9354 | 0.9354 | 0.9354 | 0.9354 | 0.9354 | 0.9354 | 0.9354 | 0.9354 | 0.9354 | 0.9354 | 0.9354
122 | 112.2478 | 0 | 0 | 0 | 0 | 0 | 0 | 0 | 0 | 0 | 0 | 0 | 0 | 0 | 0 | 0 | 0 | 0 | 0 | 0 | 0 | 0 | 0 | 0 | 0 | 0 | 0 | 0 | 0 | 0 | 0 | 0 | 0 | 0 | 0 | 0 | 0 | 0 | 0 | 0 | 0 | 0 | 0 | 0 | 0 | 0 | 0 | 0 | 0 | 0 | 0 | 0 | 0 | 0 | 0 | 0 | 0 | 0 | 0 | 0 | 0 | 0 | 0 | 0 | 0 | 0 | 0 | 0 | 0 | 0 | 0 | 0 | 0 | 0 | 0 | 0 | 0 | 0 | 0 | 0 | 0 | 0 | 0 | 0 | 0 | 0 | 0 | 0 | 0 | 0 | 0 | 0 | 0 | 0 | 0 | 0 | 0 | 0 | 0 | 0 | 0 | 0 | 0 | 0 | 0 | 0 | 0 | 0 | 0 | 0 | 0 | 0 | 0 | 0 | 0 | 0 | 0 | 0 | 0 | 0 | 0 | 0 | 0.94326 | 0.94326 | 0.94326 | 0.94326 | 0.94326 | 0.94326 | 0.94326 | 0.94326 | 0.94326 | 0.94326 | 0.94326 | 0.94326 | 0.94326 | 0.94326 | 0.94326 | 0.94326 | 0.94326 | 0.94326 | 0.94326 | 0.94326 | 0.94326 | 0.94326 | 0.94326 | 0.94326 | 0.94326 | 0.94326 | 0.94326 | 0.94326 | 0.94326 | 0.94326 | 0.94326 | 0.94326 | 0.94326 | 0.94326 | 0.94326 | 0.94326 | 0.94326 | 0.94326 | 0.94326 | 0.94326 | 0.94326 | 0.94326 | 0.94326 | 0.94326 | 0.94326 | 0.94326 | 0.94326 | 0.94326 | 0.94326 | 0.94326 | 0.94326 | 0.94326 | 0.94326 | 0.94326 | 0.94326 | 0.94326 | 0.94326 | 0.94326 | 0.94326 | 0.94326 | 0.94326 | 0.94326 | 0.94326 | 0.94326 | 0.94326 | 0.94326 | 0.94326 | 0.94326 | 0.94326 | 0.94326 | 0.94326 | 0.94326 | 0.94326 | 0.94326 | 0.94326 | 0.94326 | 0.94326 | 0.94326 | 0.94326 | 0.94326 | 0.94326 | 0.94326 | 0.94326 | 0.94326 | 0.94326 | 0.94326 | 0.94326 | 0.94326 | 0.94326 | 0.94326 | 0.94326 | 0.94326 | 0.94326 | 0.94326 | 0.94326 | 0.94326 | 0.94326 | 0.94326 | 0.94326 | 0.94326 | 0.94326 | 0.94326 | 0.94326 | 0.94326 | 0.94326 | 0.94326 | 0.94326 | 0.94326 | 0.94326 | 0.94326 | 0.94326 | 0.94326 | 0.94326 | 0.94326 | 0.94326 | 0.94326 | 0.94326 | 0.94326 | 0.94326
123 | 112.2478 | 0 | 0 | 0 | 0 | 0 | 0 | 0 | 0 | 0 | 0 | 0 | 0 | 0 | 0 | 0 | 0 | 0 | 0 | 0 | 0 | 0 | 0 | 0 | 0 | 0 | 0 | 0 | 0 | 0 | 0 | 0 | 0 | 0 | 0 | 0 | 0 | 0 | 0 | 0 | 0 | 0 | 0 | 0 | 0 | 0 | 0 | 0 | 0 | 0 | 0 | 0 | 0 | 0 | 0 | 0 | 0 | 0 | 0 | 0 | 0 | 0 | 0 | 0 | 0 | 0 | 0 | 0 | 0 | 0 | 0 | 0 | 0 | 0 | 0 | 0 | 0 | 0 | 0 | 0 | 0 | 0 | 0 | 0 | 0 | 0 | 0 | 0 | 0 | 0 | 0 | 0 | 0 | 0 | 0 | 0 | 0 | 0 | 0 | 0 | 0 | 0 | 0 | 0 | 0 | 0 | 0 | 0 | 0 | 0 | 0 | 0 | 0 | 0 | 0 | 0 | 0 | 0 | 0 | 0 | 0 | 0 | 0 | 0.95125 | 0.95125 | 0.95125 | 0.95125 | 0.95125 | 0.95125 | 0.95125 | 0.95125 | 0.95125 | 0.95125 | 0.95125 | 0.95125 | 0.95125 | 0.95125 | 0.95125 | 0.95125 | 0.95125 | 0.95125 | 0.95125 | 0.95125 | 0.95125 | 0.95125 | 0.95125 | 0.95125 | 0.95125 | 0.95125 | 0.95125 | 0.95125 | 0.95125 | 0.95125 | 0.95125 | 0.95125 | 0.95125 | 0.95125 | 0.95125 | 0.95125 | 0.95125 | 0.95125 | 0.95125 | 0.95125 | 0.95125 | 0.95125 | 0.95125 | 0.95125 | 0.95125 | 0.95125 | 0.95125 | 0.95125 | 0.95125 | 0.95125 | 0.95125 | 0.95125 | 0.95125 | 0.95125 | 0.95125 | 0.95125 | 0.95125 | 0.95125 | 0.95125 | 0.95125 | 0.95125 | 0.95125 | 0.95125 | 0.95125 | 0.95125 | 0.95125 | 0.95125 | 0.95125 | 0.95125 | 0.95125 | 0.95125 | 0.95125 | 0.95125 | 0.95125 | 0.95125 | 0.95125 | 0.95125 | 0.95125 | 0.95125 | 0.95125 | 0.95125 | 0.95125 | 0.95125 | 0.95125 | 0.95125 | 0.95125 | 0.95125 | 0.95125 | 0.95125 | 0.95125 | 0.95125 | 0.95125 | 0.95125 | 0.95125 | 0.95125 | 0.95125 | 0.95125 | 0.95125 | 0.95125 | 0.95125 | 0.95125 | 0.95125 | 0.95125 | 0.95125 | 0.95125 | 0.95125 | 0.95125 | 0.95125 | 0.95125 | 0.95125 | 0.95125 | 0.95125 | 0.95125 | 0.95125 | 0.95125 | 0.95125 | 0.95125 | 0.95125
124 | 112.2478 | 0 | 0 | 0 | 0 | 0 | 0 | 0 | 0 | 0 | 0 | 0 | 0 | 0 | 0 | 0 | 0 | 0 | 0 | 0 | 0 | 0 | 0 | 0 | 0 | 0 | 0 | 0 | 0 | 0 | 0 | 0 | 0 | 0 | 0 | 0 | 0 | 0 | 0 | 0 | 0 | 0 | 0 | 0 | 0 | 0 | 0 | 0 | 0 | 0 | 0 | 0 | 0 | 0 | 0 | 0 | 0 | 0 | 0 | 0 | 0 | 0 | 0 | 0 | 0 | 0 | 0 | 0 | 0 | 0 | 0 | 0 | 0 | 0 | 0 | 0 | 0 | 0 | 0 | 0 | 0 | 0 | 0 | 0 | 0 | 0 | 0 | 0 | 0 | 0 | 0 | 0 | 0 | 0 | 0 | 0 | 0 | 0 | 0 | 0 | 0 | 0 | 0 | 0 | 0 | 0 | 0 | 0 | 0 | 0 | 0 | 0 | 0 | 0 | 0 | 0 | 0 | 0 | 0 | 0 | 0 | 0 | 0 | 0 | 0.95938 | 0.95938 | 0.95938 | 0.95938 | 0.95938 | 0.95938 | 0.95938 | 0.95938 | 0.95938 | 0.95938 | 0.95938 | 0.95938 | 0.95938 | 0.95938 | 0.95938 | 0.95938 | 0.95938 | 0.95938 | 0.95938 | 0.95938 | 0.95938 | 0.95938 | 0.95938 | 0.95938 | 0.95938 | 0.95938 | 0.95938 | 0.95938 | 0.95938 | 0.95938 | 0.95938 | 0.95938 | 0.95938 | 0.95938 | 0.95938 | 0.95938 | 0.95938 | 0.95938 | 0.95938 | 0.95938 | 0.95938 | 0.95938 | 0.95938 | 0.95938 | 0.95938 | 0.95938 | 0.95938 | 0.95938 | 0.95938 | 0.95938 | 0.95938 | 0.95938 | 0.95938 | 0.95938 | 0.95938 | 0.95938 | 0.95938 | 0.95938 | 0.95938 | 0.95938 | 0.95938 | 0.95938 | 0.95938 | 0.95938 | 0.95938 | 0.95938 | 0.95938 | 0.95938 | 0.95938 | 0.95938 | 0.95938 | 0.95938 | 0.95938 | 0.95938 | 0.95938 | 0.95938 | 0.95938 | 0.95938 | 0.95938 | 0.95938 | 0.95938 | 0.95938 | 0.95938 | 0.95938 | 0.95938 | 0.95938 | 0.95938 | 0.95938 | 0.95938 | 0.95938 | 0.95938 | 0.95938 | 0.95938 | 0.95938 | 0.95938 | 0.95938 | 0.95938 | 0.95938 | 0.95938 | 0.95938 | 0.95938 | 0.95938 | 0.95938 | 0.95938 | 0.95938 | 0.95938 | 0.95938 | 0.95938 | 0.95938 | 0.95938 | 0.95938 | 0.95938 | 0.95938 | 0.95938 | 0.95938 | 0.95938 | 0.95938
125 | 112.2478 | 0 | 0 | 0 | 0 | 0 | 0 | 0 | 0 | 0 | 0 | 0 | 0 | 0 | 0 | 0 | 0 | 0 | 0 | 0 | 0 | 0 | 0 | 0 | 0 | 0 | 0 | 0 | 0 | 0 | 0 | 0 | 0 | 0 | 0 | 0 | 0 | 0 | 0 | 0 | 0 | 0 | 0 | 0 | 0 | 0 | 0 | 0 | 0 | 0 | 0 | 0 | 0 | 0 | 0 | 0 | 0 | 0 | 0 | 0 | 0 | 0 | 0 | 0 | 0 | 0 | 0 | 0 | 0 | 0 | 0 | 0 | 0 | 0 | 0 | 0 | 0 | 0 | 0 | 0 | 0 | 0 | 0 | 0 | 0 | 0 | 0 | 0 | 0 | 0 | 0 | 0 | 0 | 0 | 0 | 0 | 0 | 0 | 0 | 0 | 0 | 0 | 0 | 0 | 0 | 0 | 0 | 0 | 0 | 0 | 0 | 0 | 0 | 0 | 0 | 0 | 0 | 0 | 0 | 0 | 0 | 0 | 0 | 0 | 0 | 0.96765 | 0.96765 | 0.96765 | 0.96765 | 0.96765 | 0.96765 | 0.96765 | 0.96765 | 0.96765 | 0.96765 | 0.96765 | 0.96765 | 0.96765 | 0.96765 | 0.96765 | 0.96765 | 0.96765 | 0.96765 | 0.96765 | 0.96765 | 0.96765 | 0.96765 | 0.96765 | 0.96765 | 0.96765 | 0.96765 | 0.96765 | 0.96765 | 0.96765 | 0.96765 | 0.96765 | 0.96765 | 0.96765 | 0.96765 | 0.96765 | 0.96765 | 0.96765 | 0.96765 | 0.96765 | 0.96765 | 0.96765 | 0.96765 | 0.96765 | 0.96765 | 0.96765 | 0.96765 | 0.96765 | 0.96765 | 0.96765 | 0.96765 | 0.96765 | 0.96765 | 0.96765 | 0.96765 | 0.96765 | 0.96765 | 0.96765 | 0.96765 | 0.96765 | 0.96765 | 0.96765 | 0.96765 | 0.96765 | 0.96765 | 0.96765 | 0.96765 | 0.96765 | 0.96765 | 0.96765 | 0.96765 | 0.96765 | 0.96765 | 0.96765 | 0.96765 | 0.96765 | 0.96765 | 0.96765 | 0.96765 | 0.96765 | 0.96765 | 0.96765 | 0.96765 | 0.96765 | 0.96765 | 0.96765 | 0.96765 | 0.96765 | 0.96765 | 0.96765 | 0.96765 | 0.96765 | 0.96765 | 0.96765 | 0.96765 | 0.96765 | 0.96765 | 0.96765 | 0.96765 | 0.96765 | 0.96765 | 0.96765 | 0.96765 | 0.96765 | 0.96765 | 0.96765 | 0.96765 | 0.96765 | 0.96765 | 0.96765 | 0.96765 | 0.96765 | 0.96765 | 0.96765 | 0.96765 | 0.96765 | 0.96765
126 | 112.2478 | 0 | 0 | 0 | 0 | 0 | 0 | 0 | 0 | 0 | 0 | 0 | 0 | 0 | 0 | 0 | 0 | 0 | 0 | 0 | 0 | 0 | 0 | 0 | 0 | 0 | 0 | 0 | 0 | 0 | 0 | 0 | 0 | 0 | 0 | 0 | 0 | 0 | 0 | 0 | 0 | 0 | 0 | 0 | 0 | 0 | 0 | 0 | 0 | 0 | 0 | 0 | 0 | 0 | 0 | 0 | 0 | 0 | 0 | 0 | 0 | 0 | 0 | 0 | 0 | 0 | 0 | 0 | 0 | 0 | 0 | 0 | 0 | 0 | 0 | 0 | 0 | 0 | 0 | 0 | 0 | 0 | 0 | 0 | 0 | 0 | 0 | 0 | 0 | 0 | 0 | 0 | 0 | 0 | 0 | 0 | 0 | 0 | 0 | 0 | 0 | 0 | 0 | 0 | 0 | 0 | 0 | 0 | 0 | 0 | 0 | 0 | 0 | 0 | 0 | 0 | 0 | 0 | 0 | 0 | 0 | 0 | 0 | 0 | 0 | 0 | 0.97607 | 0.97607 | 0.97607 | 0.97607 | 0.97607 | 0.97607 | 0.97607 | 0.97607 | 0.97607 | 0.97607 | 0.97607 | 0.97607 | 0.97607 | 0.97607 | 0.97607 | 0.97607 | 0.97607 | 0.97607 | 0.97607 | 0.97607 | 0.97607 | 0.97607 | 0.97607 | 0.97607 | 0.97607 | 0.97607 | 0.97607 | 0.97607 | 0.97607 | 0.97607 | 0.97607 | 0.97607 | 0.97607 | 0.97607 | 0.97607 | 0.97607 | 0.97607 | 0.97607 | 0.97607 | 0.97607 | 0.97607 | 0.97607 | 0.97607 | 0.97607 | 0.97607 | 0.97607 | 0.97607 | 0.97607 | 0.97607 | 0.97607 | 0.97607 | 0.97607 | 0.97607 | 0.97607 | 0.97607 | 0.97607 | 0.97607 | 0.97607 | 0.97607 | 0.97607 | 0.97607 | 0.97607 | 0.97607 | 0.97607 | 0.97607 | 0.97607 | 0.97607 | 0.97607 | 0.97607 | 0.97607 | 0.97607 | 0.97607 | 0.97607 | 0.97607 | 0.97607 | 0.97607 | 0.97607 | 0.97607 | 0.97607 | 0.97607 | 0.97607 | 0.97607 | 0.97607 | 0.97607 | 0.97607 | 0.97607 | 0.97607 | 0.97607 | 0.97607 | 0.97607 | 0.97607 | 0.97607 | 0.97607 | 0.97607 | 0.97607 | 0.97607 | 0.97607 | 0.97607 | 0.97607 | 0.97607 | 0.97607 | 0.97607 | 0.97607 | 0.97607 | 0.97607 | 0.97607 | 0.97607 | 0.97607 | 0.97607 | 0.97607 | 0.97607 | 0.97607 | 0.97607 | 0.97607 | 0.97607
127 | 112.2478 | 0 | 0 | 0 | 0 | 0 | 0 | 0 | 0 | 0 | 0 | 0 | 0 | 0 | 0 | 0 | 0 | 0 | 0 | 0 | 0 | 0 | 0 | 0 | 0 | 0 | 0 | 0 | 0 | 0 | 0 | 0 | 0 | 0 | 0 | 0 | 0 | 0 | 0 | 0 | 0 | 0 | 0 | 0 | 0 | 0 | 0 | 0 | 0 | 0 | 0 | 0 | 0 | 0 | 0 | 0 | 0 | 0 | 0 | 0 | 0 | 0 | 0 | 0 | 0 | 0 | 0 | 0 | 0 | 0 | 0 | 0 | 0 | 0 | 0 | 0 | 0 | 0 | 0 | 0 | 0 | 0 | 0 | 0 | 0 | 0 | 0 | 0 | 0 | 0 | 0 | 0 | 0 | 0 | 0 | 0 | 0 | 0 | 0 | 0 | 0 | 0 | 0 | 0 | 0 | 0 | 0 | 0 | 0 | 0 | 0 | 0 | 0 | 0 | 0 | 0 | 0 | 0 | 0 | 0 | 0 | 0 | 0 | 0 | 0 | 0 | 0 | 0.98463 | 0.98463 | 0.98463 | 0.98463 | 0.98463 | 0.98463 | 0.98463 | 0.98463 | 0.98463 | 0.98463 | 0.98463 | 0.98463 | 0.98463 | 0.98463 | 0.98463 | 0.98463 | 0.98463 | 0.98463 | 0.98463 | 0.98463 | 0.98463 | 0.98463 | 0.98463 | 0.98463 | 0.98463 | 0.98463 | 0.98463 | 0.98463 | 0.98463 | 0.98463 | 0.98463 | 0.98463 | 0.98463 | 0.98463 | 0.98463 | 0.98463 | 0.98463 | 0.98463 | 0.98463 | 0.98463 | 0.98463 | 0.98463 | 0.98463 | 0.98463 | 0.98463 | 0.98463 | 0.98463 | 0.98463 | 0.98463 | 0.98463 | 0.98463 | 0.98463 | 0.98463 | 0.98463 | 0.98463 | 0.98463 | 0.98463 | 0.98463 | 0.98463 | 0.98463 | 0.98463 | 0.98463 | 0.98463 | 0.98463 | 0.98463 | 0.98463 | 0.98463 | 0.98463 | 0.98463 | 0.98463 | 0.98463 | 0.98463 | 0.98463 | 0.98463 | 0.98463 | 0.98463 | 0.98463 | 0.98463 | 0.98463 | 0.98463 | 0.98463 | 0.98463 | 0.98463 | 0.98463 | 0.98463 | 0.98463 | 0.98463 | 0.98463 | 0.98463 | 0.98463 | 0.98463 | 0.98463 | 0.98463 | 0.98463 | 0.98463 | 0.98463 | 0.98463 | 0.98463 | 0.98463 | 0.98463 | 0.98463 | 0.98463 | 0.98463 | 0.98463 | 0.98463 | 0.98463 | 0.98463 | 0.98463 | 0.98463 | 0.98463 | 0.98463 | 0.98463 | 0.98463 | 0.98463
128 | 112.2478 | 0 | 0 | 0 | 0 | 0 | 0 | 0 | 0 | 0 | 0 | 0 | 0 | 0 | 0 | 0 | 0 | 0 | 0 | 0 | 0 | 0 | 0 | 0 | 0 | 0 | 0 | 0 | 0 | 0 | 0 | 0 | 0 | 0 | 0 | 0 | 0 | 0 | 0 | 0 | 0 | 0 | 0 | 0 | 0 | 0 | 0 | 0 | 0 | 0 | 0 | 0 | 0 | 0 | 0 | 0 | 0 | 0 | 0 | 0 | 0 | 0 | 0 | 0 | 0 | 0 | 0 | 0 | 0 | 0 | 0 | 0 | 0 | 0 | 0 | 0 | 0 | 0 | 0 | 0 | 0 | 0 | 0 | 0 | 0 | 0 | 0 | 0 | 0 | 0 | 0 | 0 | 0 | 0 | 0 | 0 | 0 | 0 | 0 | 0 | 0 | 0 | 0 | 0 | 0 | 0 | 0 | 0 | 0 | 0 | 0 | 0 | 0 | 0 | 0 | 0 | 0 | 0 | 0 | 0 | 0 | 0 | 0 | 0 | 0 | 0 | 0 | 0 | 0.99334 | 0.99334 | 0.99334 | 0.99334 | 0.99334 | 0.99334 | 0.99334 | 0.99334 | 0.99334 | 0.99334 | 0.99334 | 0.99334 | 0.99334 | 0.99334 | 0.99334 | 0.99334 | 0.99334 | 0.99334 | 0.99334 | 0.99334 | 0.99334 | 0.99334 | 0.99334 | 0.99334 | 0.99334 | 0.99334 | 0.99334 | 0.99334 | 0.99334 | 0.99334 | 0.99334 | 0.99334 | 0.99334 | 0.99334 | 0.99334 | 0.99334 | 0.99334 | 0.99334 | 0.99334 | 0.99334 | 0.99334 | 0.99334 | 0.99334 | 0.99334 | 0.99334 | 0.99334 | 0.99334 | 0.99334 | 0.99334 | 0.99334 | 0.99334 | 0.99334 | 0.99334 | 0.99334 | 0.99334 | 0.99334 | 0.99334 | 0.99334 | 0.99334 | 0.99334 | 0.99334 | 0.99334 | 0.99334 | 0.99334 | 0.99334 | 0.99334 | 0.99334 | 0.99334 | 0.99334 | 0.99334 | 0.99334 | 0.99334 | 0.99334 | 0.99334 | 0.99334 | 0.99334 | 0.99334 | 0.99334 | 0.99334 | 0.99334 | 0.99334 | 0.99334 | 0.99334 | 0.99334 | 0.99334 | 0.99334 | 0.99334 | 0.99334 | 0.99334 | 0.99334 | 0.99334 | 0.99334 | 0.99334 | 0.99334 | 0.99334 | 0.99334 | 0.99334 | 0.99334 | 0.99334 | 0.99334 | 0.99334 | 0.99334 | 0.99334 | 0.99334 | 0.99334 | 0.99334 | 0.99334 | 0.99334 | 0.99334 | 0.99334 | 0.99334 | 0.99334 | 0.99334
129 | 112.2478 | 0 | 0 | 0 | 0 | 0 | 0 | 0 | 0 | 0 | 0 | 0 | 0 | 0 | 0 | 0 | 0 | 0 | 0 | 0 | 0 | 0 | 0 | 0 | 0 | 0 | 0 | 0 | 0 | 0 | 0 | 0 | 0 | 0 | 0 | 0 | 0 | 0 | 0 | 0 | 0 | 0 | 0 | 0 | 0 | 0 | 0 | 0 | 0 | 0 | 0 | 0 | 0 | 0 | 0 | 0 | 0 | 0 | 0 | 0 | 0 | 0 | 0 | 0 | 0 | 0 | 0 | 0 | 0 | 0 | 0 | 0 | 0 | 0 | 0 | 0 | 0 | 0 | 0 | 0 | 0 | 0 | 0 | 0 | 0 | 0 | 0 | 0 | 0 | 0 | 0 | 0 | 0 | 0 | 0 | 0 | 0 | 0 | 0 | 0 | 0 | 0 | 0 | 0 | 0 | 0 | 0 | 0 | 0 | 0 | 0 | 0 | 0 | 0 | 0 | 0 | 0 | 0 | 0 | 0 | 0 | 0 | 0 | 0 | 0 | 0 | 0 | 0 | 0 | 1.0022 | 1.0022 | 1.0022 | 1.0022 | 1.0022 | 1.0022 | 1.0022 | 1.0022 | 1.0022 | 1.0022 | 1.0022 | 1.0022 | 1.0022 | 1.0022 | 1.0022 | 1.0022 | 1.0022 | 1.0022 | 1.0022 | 1.0022 | 1.0022 | 1.0022 | 1.0022 | 1.0022 | 1.0022 | 1.0022 | 1.0022 | 1.0022 | 1.0022 | 1.0022 | 1.0022 | 1.0022 | 1.0022 | 1.0022 | 1.0022 | 1.0022 | 1.0022 | 1.0022 | 1.0022 | 1.0022 | 1.0022 | 1.0022 | 1.0022 | 1.0022 | 1.0022 | 1.0022 | 1.0022 | 1.0022 | 1.0022 | 1.0022 | 1.0022 | 1.0022 | 1.0022 | 1.0022 | 1.0022 | 1.0022 | 1.0022 | 1.0022 | 1.0022 | 1.0022 | 1.0022 | 1.0022 | 1.0022 | 1.0022 | 1.0022 | 1.0022 | 1.0022 | 1.0022 | 1.0022 | 1.0022 | 1.0022 | 1.0022 | 1.0022 | 1.0022 | 1.0022 | 1.0022 | 1.0022 | 1.0022 | 1.0022 | 1.0022 | 1.0022 | 1.0022 | 1.0022 | 1.0022 | 1.0022 | 1.0022 | 1.0022 | 1.0022 | 1.0022 | 1.0022 | 1.0022 | 1.0022 | 1.0022 | 1.0022 | 1.0022 | 1.0022 | 1.0022 | 1.0022 | 1.0022 | 1.0022 | 1.0022 | 1.0022 | 1.0022 | 1.0022 | 1.0022 | 1.0022 | 1.0022 | 1.0022 | 1.0022 | 1.0022 | 1.0022 | 1.0022
130 | 112.2478 | 0 | 0 | 0 | 0 | 0 | 0 | 0 | 0 | 0 | 0 | 0 | 0 | 0 | 0 | 0 | 0 | 0 | 0 | 0 | 0 | 0 | 0 | 0 | 0 | 0 | 0 | 0 | 0 | 0 | 0 | 0 | 0 | 0 | 0 | 0 | 0 | 0 | 0 | 0 | 0 | 0 | 0 | 0 | 0 | 0 | 0 | 0 | 0 | 0 | 0 | 0 | 0 | 0 | 0 | 0 | 0 | 0 | 0 | 0 | 0 | 0 | 0 | 0 | 0 | 0 | 0 | 0 | 0 | 0 | 0 | 0 | 0 | 0 | 0 | 0 | 0 | 0 | 0 | 0 | 0 | 0 | 0 | 0 | 0 | 0 | 0 | 0 | 0 | 0 | 0 | 0 | 0 | 0 | 0 | 0 | 0 | 0 | 0 | 0 | 0 | 0 | 0 | 0 | 0 | 0 | 0 | 0 | 0 | 0 | 0 | 0 | 0 | 0 | 0 | 0 | 0 | 0 | 0 | 0 | 0 | 0 | 0 | 0 | 0 | 0 | 0 | 0 | 0 | 0 | 1.0112 | 1.0112 | 1.0112 | 1.0112 | 1.0112 | 1.0112 | 1.0112 | 1.0112 | 1.0112 | 1.0112 | 1.0112 | 1.0112 | 1.0112 | 1.0112 | 1.0112 | 1.0112 | 1.0112 | 1.0112 | 1.0112 | 1.0112 | 1.0112 | 1.0112 | 1.0112 | 1.0112 | 1.0112 | 1.0112 | 1.0112 | 1.0112 | 1.0112 | 1.0112 | 1.0112 | 1.0112 | 1.0112 | 1.0112 | 1.0112 | 1.0112 | 1.0112 | 1.0112 | 1.0112 | 1.0112 | 1.0112 | 1.0112 | 1.0112 | 1.0112 | 1.0112 | 1.0112 | 1.0112 | 1.0112 | 1.0112 | 1.0112 | 1.0112 | 1.0112 | 1.0112 | 1.0112 | 1.0112 | 1.0112 | 1.0112 | 1.0112 | 1.0112 | 1.0112 | 1.0112 | 1.0112 | 1.0112 | 1.0112 | 1.0112 | 1.0112 | 1.0112 | 1.0112 | 1.0112 | 1.0112 | 1.0112 | 1.0112 | 1.0112 | 1.0112 | 1.0112 | 1.0112 | 1.0112 | 1.0112 | 1.0112 | 1.0112 | 1.0112 | 1.0112 | 1.0112 | 1.0112 | 1.0112 | 1.0112 | 1.0112 | 1.0112 | 1.0112 | 1.0112 | 1.0112 | 1.0112 | 1.0112 | 1.0112 | 1.0112 | 1.0112 | 1.0112 | 1.0112 | 1.0112 | 1.0112 | 1.0112 | 1.0112 | 1.0112 | 1.0112 | 1.0112 | 1.0112 | 1.0112 | 1.0112 | 1.0112 | 1.0112 | 1.0112
131 | 112.2478 | 0 | 0 | 0 | 0 | 0 | 0 | 0 | 0 | 0 | 0 | 0 | 0 | 0 | 0 | 0 | 0 | 0 | 0 | 0 | 0 | 0 | 0 | 0 | 0 | 0 | 0 | 0 | 0 | 0 | 0 | 0 | 0 | 0 | 0 | 0 | 0 | 0 | 0 | 0 | 0 | 0 | 0 | 0 | 0 | 0 | 0 | 0 | 0 | 0 | 0 | 0 | 0 | 0 | 0 | 0 | 0 | 0 | 0 | 0 | 0 | 0 | 0 | 0 | 0 | 0 | 0 | 0 | 0 | 0 | 0 | 0 | 0 | 0 | 0 | 0 | 0 | 0 | 0 | 0 | 0 | 0 | 0 | 0 | 0 | 0 | 0 | 0 | 0 | 0 | 0 | 0 | 0 | 0 | 0 | 0 | 0 | 0 | 0 | 0 | 0 | 0 | 0 | 0 | 0 | 0 | 0 | 0 | 0 | 0 | 0 | 0 | 0 | 0 | 0 | 0 | 0 | 0 | 0 | 0 | 0 | 0 | 0 | 0 | 0 | 0 | 0 | 0 | 0 | 0 | 0 | 1.0204 | 1.0204 | 1.0204 | 1.0204 | 1.0204 | 1.0204 | 1.0204 | 1.0204 | 1.0204 | 1.0204 | 1.0204 | 1.0204 | 1.0204 | 1.0204 | 1.0204 | 1.0204 | 1.0204 | 1.0204 | 1.0204 | 1.0204 | 1.0204 | 1.0204 | 1.0204 | 1.0204 | 1.0204 | 1.0204 | 1.0204 | 1.0204 | 1.0204 | 1.0204 | 1.0204 | 1.0204 | 1.0204 | 1.0204 | 1.0204 | 1.0204 | 1.0204 | 1.0204 | 1.0204 | 1.0204 | 1.0204 | 1.0204 | 1.0204 | 1.0204 | 1.0204 | 1.0204 | 1.0204 | 1.0204 | 1.0204 | 1.0204 | 1.0204 | 1.0204 | 1.0204 | 1.0204 | 1.0204 | 1.0204 | 1.0204 | 1.0204 | 1.0204 | 1.0204 | 1.0204 | 1.0204 | 1.0204 | 1.0204 | 1.0204 | 1.0204 | 1.0204 | 1.0204 | 1.0204 | 1.0204 | 1.0204 | 1.0204 | 1.0204 | 1.0204 | 1.0204 | 1.0204 | 1.0204 | 1.0204 | 1.0204 | 1.0204 | 1.0204 | 1.0204 | 1.0204 | 1.0204 | 1.0204 | 1.0204 | 1.0204 | 1.0204 | 1.0204 | 1.0204 | 1.0204 | 1.0204 | 1.0204 | 1.0204 | 1.0204 | 1.0204 | 1.0204 | 1.0204 | 1.0204 | 1.0204 | 1.0204 | 1.0204 | 1.0204 | 1.0204 | 1.0204 | 1.0204 | 1.0204 | 1.0204 | 1.0204 | 1.0204
132 | 112.2478 | 0 | 0 | 0 | 0 | 0 | 0 | 0 | 0 | 0 | 0 | 0 | 0 | 0 | 0 | 0 | 0 | 0 | 0 | 0 | 0 | 0 | 0 | 0 | 0 | 0 | 0 | 0 | 0 | 0 | 0 | 0 | 0 | 0 | 0 | 0 | 0 | 0 | 0 | 0 | 0 | 0 | 0 | 0 | 0 | 0 | 0 | 0 | 0 | 0 | 0 | 0 | 0 | 0 | 0 | 0 | 0 | 0 | 0 | 0 | 0 | 0 | 0 | 0 | 0 | 0 | 0 | 0 | 0 | 0 | 0 | 0 | 0 | 0 | 0 | 0 | 0 | 0 | 0 | 0 | 0 | 0 | 0 | 0 | 0 | 0 | 0 | 0 | 0 | 0 | 0 | 0 | 0 | 0 | 0 | 0 | 0 | 0 | 0 | 0 | 0 | 0 | 0 | 0 | 0 | 0 | 0 | 0 | 0 | 0 | 0 | 0 | 0 | 0 | 0 | 0 | 0 | 0 | 0 | 0 | 0 | 0 | 0 | 0 | 0 | 0 | 0 | 0 | 0 | 0 | 0 | 0 | 1.0298 | 1.0298 | 1.0298 | 1.0298 | 1.0298 | 1.0298 | 1.0298 | 1.0298 | 1.0298 | 1.0298 | 1.0298 | 1.0298 | 1.0298 | 1.0298 | 1.0298 | 1.0298 | 1.0298 | 1.0298 | 1.0298 | 1.0298 | 1.0298 | 1.0298 | 1.0298 | 1.0298 | 1.0298 | 1.0298 | 1.0298 | 1.0298 | 1.0298 | 1.0298 | 1.0298 | 1.0298 | 1.0298 | 1.0298 | 1.0298 | 1.0298 | 1.0298 | 1.0298 | 1.0298 | 1.0298 | 1.0298 | 1.0298 | 1.0298 | 1.0298 | 1.0298 | 1.0298 | 1.0298 | 1.0298 | 1.0298 | 1.0298 | 1.0298 | 1.0298 | 1.0298 | 1.0298 | 1.0298 | 1.0298 | 1.0298 | 1.0298 | 1.0298 | 1.0298 | 1.0298 | 1.0298 | 1.0298 | 1.0298 | 1.0298 | 1.0298 | 1.0298 | 1.0298 | 1.0298 | 1.0298 | 1.0298 | 1.0298 | 1.0298 | 1.0298 | 1.0298 | 1.0298 | 1.0298 | 1.0298 | 1.0298 | 1.0298 | 1.0298 | 1.0298 | 1.0298 | 1.0298 | 1.0298 | 1.0298 | 1.0298 | 1.0298 | 1.0298 | 1.0298 | 1.0298 | 1.0298 | 1.0298 | 1.0298 | 1.0298 | 1.0298 | 1.0298 | 1.0298 | 1.0298 | 1.0298 | 1.0298 | 1.0298 | 1.0298 | 1.0298 | 1.0298 | 1.0298 | 1.0298 | 1.0298 | 1.0298
1 | 0 | 0 | 0 | 0 | 0 | 0 | 0 | 0 | 0 | 0 | 0 | 0 | 0 | 0 | 0 | 0 | 0 | 0 | 0 | 0 | 0 | 0 | 0 | 0 | 0 | 0 | 0 | 0 | 0 | 0 | 0 | 0 | 0 | 0 | 0 | 0 | 0 | 0 | 0 | 0 | 0 | 0 | 0 | 0 | 0 | 0 | 0 | 0 | 0 | 0 | 0 | 0 | 0 | 0 | 0 | 0 | 0 | 0 | 0 | 0 | 0 | 0 | 0 | 0 | 0 | 0 | 0 | 0 | 0 | 0 | 0 | 0 | 0 | 0 | 0 | 0 | 0 | 0 | 0 | 0 | 0 | 0 | 0 | 0 | 0 | 0 | 0 | 0 | 0 | 0 | 0 | 0 | 0 | 0 | 0 | 0 | 0 | 0 | 0 | 0 | 0 | 0 | 0 | 0 | 0 | 0 | 0 | 0 | 0 | 0 | 0 | 0 | 0 | 0 | 0 | 0 | 0 | 0 | 0 | 0 | 0 | 0 | 0 | 0 | 0 | 0 | 0 | 0 | 0 | 0 | 0 | 0 | 0 | 0 | 0 | 0 | 0 | 0 | 0 | 0 | 0 | 0 | 0 | 0 | 0 | 0 | 0 | 0 | 0 | 0 | 0 | 0 | 0 | 0 | 0 | 0 | 0 | 0 | 0 | 0 | 0 | 0 | 0 | 0 | 0 | 0 | 0 | 0 | 0 | 0 | 0 | 0 | 0 | 0 | 0 | 0 | 0 | 0 | 0 | 0 | 0 | 0 | 0 | 0 | 0 | 0 | 0 | 0 | 0 | 0 | 0 | 0 | 0 | 0 | 0 | 0 | 0 | 0 | 0 | 0 | 0 | 0 | 0 | 0 | 0 | 0 | 0 | 0 | 0 | 0 | 0 | 0 | 0 | 0 | 0 | 0 | 0 | 0 | 0 | 0 | 0 | 0 | 0 | 0 | 0 | 0 | 0 | 0 | 0 | 0 | 0 | 0 | 0 | 0 | 0 | 0 | 0 | 0 | 0 | 0 | 0
2 | 0 | 0 | 0 | 0 | 0 | 0 | 0 | 0 | 0 | 0 | 0 | 0 | 0 | 0 | 0 | 0 | 0 | 0 | 0 | 0 | 0 | 0 | 0 | 0 | 0 | 0 | 0 | 0 | 0 | 0 | 0 | 0 | 0 | 0 | 0 | 0 | 0 | 0 | 0 | 0 | 0 | 0 | 0 | 0 | 0 | 0 | 0 | 0 | 0 | 0 | 0 | 0 | 0 | 0 | 0 | 0 | 0 | 0 | 0 | 0 | 0 | 0 | 0 | 0 | 0 | 0 | 0 | 0 | 0 | 0 | 0 | 0 | 0 | 0 | 0 | 0 | 0 | 0 | 0 | 0 | 0 | 0 | 0 | 0 | 0 | 0 | 0 | 0 | 0 | 0 | 0 | 0 | 0 | 0 | 0 | 0 | 0 | 0 | 0 | 0 | 0 | 0 | 0 | 0 | 0 | 0 | 0 | 0 | 0 | 0 | 0 | 0 | 0 | 0 | 0 | 0 | 0 | 0 | 0 | 0 | 0 | 0 | 0 | 0 | 0 | 0 | 0 | 0 | 0 | 0 | 0 | 0 | 0 | 0 | 0 | 0 | 0 | 0 | 0 | 0 | 0 | 0 | 0 | 0 | 0 | 0 | 0 | 0 | 0 | 0 | 0 | 0 | 0 | 0 | 0 | 0 | 0 | 0 | 0 | 0 | 0 | 0 | 0 | 0 | 0 | 0 | 0 | 0 | 0 | 0 | 0 | 0 | 0 | 0 | 0 | 0 | 0 | 0 | 0 | 0 | 0 | 0 | 0 | 0 | 0 | 0 | 0 | 0 | 0 | 0 | 0 | 0 | 0 | 0 | 0 | 0 | 0 | 0 | 0 | 0 | 0 | 0 | 0 | 0 | 0 | 0 | 0 | 0 | 0 | 0 | 0 | 0 | 0 | 0 | 0 | 0 | 0 | 0 | 0 | 0 | 0 | 0 | 0 | 0 | 0 | 0 | 0 | 0 | 0 | 0 | 0 | 0 | 0 | 0 | 0 | 0 | 0 | 0 | 0 | 0 | 0
3 | 0 | 0 | 0 | 0 | 0 | 0 | 0 | 0 | 0 | 0 | 0 | 0 | 0 | 0 | 0 | 0 | 0 | 0 | 0 | 0 | 0 | 0 | 0 | 0 | 0 | 0 | 0 | 0 | 0 | 0 | 0 | 0 | 0 | 0 | 0 | 0 | 0 | 0 | 0 | 0 | 0 | 0 | 0 | 0 | 0 | 0 | 0 | 0 | 0 | 0 | 0 | 0 | 0 | 0 | 0 | 0 | 0 | 0 | 0 | 0 | 0 | 0 | 0 | 0 | 0 | 0 | 0 | 0 | 0 | 0 | 0 | 0 | 0 | 0 | 0 | 0 | 0 | 0 | 0 | 0 | 0 | 0 | 0 | 0 | 0 | 0 | 0 | 0 | 0 | 0 | 0 | 0 | 0 | 0 | 0 | 0 | 0 | 0 | 0 | 0 | 0 | 0 | 0 | 0 | 0 | 0 | 0 | 0 | 0 | 0 | 0 | 0 | 0 | 0 | 0 | 0 | 0 | 0 | 0 | 0 | 0 | 0 | 0 | 0 | 0 | 0 | 0 | 0 | 0 | 0 | 0 | 0 | 0 | 0 | 0 | 0 | 0 | 0 | 0 | 0 | 0 | 0 | 0 | 0 | 0 | 0 | 0 | 0 | 0 | 0 | 0 | 0 | 0 | 0 | 0 | 0 | 0 | 0 | 0 | 0 | 0 | 0 | 0 | 0 | 0 | 0 | 0 | 0 | 0 | 0 | 0 | 0 | 0 | 0 | 0 | 0 | 0 | 0 | 0 | 0 | 0 | 0 | 0 | 0 | 0 | 0 | 0 | 0 | 0 | 0 | 0 | 0 | 0 | 0 | 0 | 0 | 0 | 0 | 0 | 0 | 0 | 0 | 0 | 0 | 0 | 0 | 0 | 0 | 0 | 0 | 0 | 0 | 0 | 0 | 0 | 0 | 0 | 0 | 0 | 0 | 0 | 0 | 0 | 0 | 0 | 0 | 0 | 0 | 0 | 0 | 0 | 0 | 0 | 0 | 0 | 0 | 0 | 0 | 0 | 0 | 0
4 | 0 | 0 | 0 | 0 | 0 | 0 | 0 | 0 | 0 | 0 | 0 | 0 | 0 | 0 | 0 | 0 | 0 | 0 | 0 | 0 | 0 | 0 | 0 | 0 | 0 | 0 | 0 | 0 | 0 | 0 | 0 | 0 | 0 | 0 | 0 | 0 | 0 | 0 | 0 | 0 | 0 | 0 | 0 | 0 | 0 | 0 | 0 | 0 | 0 | 0 | 0 | 0 | 0 | 0 | 0 | 0 | 0 | 0 | 0 | 0 | 0 | 0 | 0 | 0 | 0 | 0 | 0 | 0 | 0 | 0 | 0 | 0 | 0 | 0 | 0 | 0 | 0 | 0 | 0 | 0 | 0 | 0 | 0 | 0 | 0 | 0 | 0 | 0 | 0 | 0 | 0 | 0 | 0 | 0 | 0 | 0 | 0 | 0 | 0 | 0 | 0 | 0 | 0 | 0 | 0 | 0 | 0 | 0 | 0 | 0 | 0 | 0 | 0 | 0 | 0 | 0 | 0 | 0 | 0 | 0 | 0 | 0 | 0 | 0 | 0 | 0 | 0 | 0 | 0 | 0 | 0 | 0 | 0 | 0 | 0 | 0 | 0 | 0 | 0 | 0 | 0 | 0 | 0 | 0 | 0 | 0 | 0 | 0 | 0 | 0 | 0 | 0 | 0 | 0 | 0 | 0 | 0 | 0 | 0 | 0 | 0 | 0 | 0 | 0 | 0 | 0 | 0 | 0 | 0 | 0 | 0 | 0 | 0 | 0 | 0 | 0 | 0 | 0 | 0 | 0 | 0 | 0 | 0 | 0 | 0 | 0 | 0 | 0 | 0 | 0 | 0 | 0 | 0 | 0 | 0 | 0 | 0 | 0 | 0 | 0 | 0 | 0 | 0 | 0 | 0 | 0 | 0 | 0 | 0 | 0 | 0 | 0 | 0 | 0 | 0 | 0 | 0 | 0 | 0 | 0 | 0 | 0 | 0 | 0 | 0 | 0 | 0 | 0 | 0 | 0 | 0 | 0 | 0 | 0 | 0 | 0 | 0 | 0 | 0 | 0 | 0
5 | 1602.7851 | 0 | 0 | 0 | 0 | 13.8171 | 13.8171 | 13.8171 | 13.8171 | 13.8171 | 13.8171 | 13.8171 | 13.8171 | 13.8171 | 13.8171 | 13.8171 | 13.8171 | 13.8171 | 13.8171 | 13.8171 | 13.8171 | 13.8171 | 13.8171 | 13.8171 | 13.8171 | 13.8171 | 13.8171 | 13.8171 | 13.8171 | 13.8171 | 13.8171 | 13.8171 | 13.8171 | 13.8171 | 13.8171 | 13.8171 | 13.8171 | 13.8171 | 13.8171 | 13.8171 | 13.8171 | 13.8171 | 13.8171 | 13.8171 | 13.8171 | 13.8171 | 13.8171 | 13.8171 | 13.8171 | 13.8171 | 13.8171 | 13.8171 | 13.8171 | 13.8171 | 13.8171 | 13.8171 | 13.8171 | 13.8171 | 13.8171 | 13.8171 | 13.8171 | 13.8171 | 13.8171 | 13.8171 | 13.8171 | 13.8171 | 13.8171 | 13.8171 | 13.8171 | 13.8171 | 13.8171 | 13.8171 | 13.8171 | 13.8171 | 13.8171 | 13.8171 | 13.8171 | 13.8171 | 13.8171 | 13.8171 | 13.8171 | 13.8171 | 13.8171 | 13.8171 | 13.8171 | 13.8171 | 13.8171 | 13.8171 | 13.8171 | 13.8171 | 13.8171 | 13.8171 | 13.8171 | 13.8171 | 13.8171 | 13.8171 | 13.8171 | 13.8171 | 13.8171 | 13.8171 | 13.8171 | 13.8171 | 13.8171 | 13.8171 | 13.8171 | 13.8171 | 13.8171 | 13.8171 | 13.8171 | 13.8171 | 13.8171 | 13.8171 | 13.8171 | 13.8171 | 13.8171 | 13.8171 | 13.8171 | 13.8171 | 13.8171 | 13.8171 | 13.8171 | 0 | 0 | 0 | 0 | 0 | 0 | 0 | 0 | 0 | 0 | 0 | 0 | 0 | 0 | 0 | 0 | 0 | 0 | 0 | 0 | 0 | 0 | 0 | 0 | 0 | 0 | 0 | 0 | 0 | 0 | 0 | 0 | 0 | 0 | 0 | 0 | 0 | 0 | 0 | 0 | 0 | 0 | 0 | 0 | 0 | 0 | 0 | 0 | 0 | 0 | 0 | 0 | 0 | 0 | 0 | 0 | 0 | 0 | 0 | 0 | 0 | 0 | 0 | 0 | 0 | 0 | 0 | 0 | 0 | 0 | 0 | 0 | 0 | 0 | 0 | 0 | 0 | 0 | 0 | 0 | 0 | 0 | 0 | 0 | 0 | 0 | 0 | 0 | 0 | 0 | 0 | 0 | 0 | 0 | 0 | 0 | 0 | 0 | 0 | 0 | 0 | 0 | 0 | 0 | 0 | 0 | 0 | 0 | 0 | 0 | 0 | 0 | 0 | 0 | 0 | 0 | 0 | 0 | 0 | 0
6 | 1602.7851 | 0 | 0 | 0 | 0 | 0 | 13.9373 | 13.9373 | 13.9373 | 13.9373 | 13.9373 | 13.9373 | 13.9373 | 13.9373 | 13.9373 | 13.9373 | 13.9373 | 13.9373 | 13.9373 | 13.9373 | 13.9373 | 13.9373 | 13.9373 | 13.9373 | 13.9373 | 13.9373 | 13.9373 | 13.9373 | 13.9373 | 13.9373 | 13.9373 | 13.9373 | 13.9373 | 13.9373 | 13.9373 | 13.9373 | 13.9373 | 13.9373 | 13.9373 | 13.9373 | 13.9373 | 13.9373 | 13.9373 | 13.9373 | 13.9373 | 13.9373 | 13.9373 | 13.9373 | 13.9373 | 13.9373 | 13.9373 | 13.9373 | 13.9373 | 13.9373 | 13.9373 | 13.9373 | 13.9373 | 13.9373 | 13.9373 | 13.9373 | 13.9373 | 13.9373 | 13.9373 | 13.9373 | 13.9373 | 13.9373 | 13.9373 | 13.9373 | 13.9373 | 13.9373 | 13.9373 | 13.9373 | 13.9373 | 13.9373 | 13.9373 | 13.9373 | 13.9373 | 13.9373 | 13.9373 | 13.9373 | 13.9373 | 13.9373 | 13.9373 | 13.9373 | 13.9373 | 13.9373 | 13.9373 | 13.9373 | 13.9373 | 13.9373 | 13.9373 | 13.9373 | 13.9373 | 13.9373 | 13.9373 | 13.9373 | 13.9373 | 13.9373 | 13.9373 | 13.9373 | 13.9373 | 13.9373 | 13.9373 | 13.9373 | 13.9373 | 13.9373 | 13.9373 | 13.9373 | 13.9373 | 13.9373 | 13.9373 | 13.9373 | 13.9373 | 13.9373 | 13.9373 | 13.9373 | 13.9373 | 13.9373 | 13.9373 | 13.9373 | 13.9373 | 0 | 0 | 0 | 0 | 0 | 0 | 0 | 0 | 0 | 0 | 0 | 0 | 0 | 0 | 0 | 0 | 0 | 0 | 0 | 0 | 0 | 0 | 0 | 0 | 0 | 0 | 0 | 0 | 0 | 0 | 0 | 0 | 0 | 0 | 0 | 0 | 0 | 0 | 0 | 0 | 0 | 0 | 0 | 0 | 0 | 0 | 0 | 0 | 0 | 0 | 0 | 0 | 0 | 0 | 0 | 0 | 0 | 0 | 0 | 0 | 0 | 0 | 0 | 0 | 0 | 0 | 0 | 0 | 0 | 0 | 0 | 0 | 0 | 0 | 0 | 0 | 0 | 0 | 0 | 0 | 0 | 0 | 0 | 0 | 0 | 0 | 0 | 0 | 0 | 0 | 0 | 0 | 0 | 0 | 0 | 0 | 0 | 0 | 0 | 0 | 0 | 0 | 0 | 0 | 0 | 0 | 0 | 0 | 0 | 0 | 0 | 0 | 0 | 0 | 0 | 0 | 0 | 0 | 0 | 0
7 | 1602.7851 | 0 | 0 | 0 | 0 | 0 | 0 | 14.0595 | 14.0595 | 14.0595 | 14.0595 | 14.0595 | 14.0595 | 14.0595 | 14.0595 | 14.0595 | 14.0595 | 14.0595 | 14.0595 | 14.0595 | 14.0595 | 14.0595 | 14.0595 | 14.0595 | 14.0595 | 14.0595 | 14.0595 | 14.0595 | 14.0595 | 14.0595 | 14.0595 | 14.0595 | 14.0595 | 14.0595 | 14.0595 | 14.0595 | 14.0595 | 14.0595 | 14.0595 | 14.0595 | 14.0595 | 14.0595 | 14.0595 | 14.0595 | 14.0595 | 14.0595 | 14.0595 | 14.0595 | 14.0595 | 14.0595 | 14.0595 | 14.0595 | 14.0595 | 14.0595 | 14.0595 | 14.0595 | 14.0595 | 14.0595 | 14.0595 | 14.0595 | 14.0595 | 14.0595 | 14.0595 | 14.0595 | 14.0595 | 14.0595 | 14.0595 | 14.0595 | 14.0595 | 14.0595 | 14.0595 | 14.0595 | 14.0595 | 14.0595 | 14.0595 | 14.0595 | 14.0595 | 14.0595 | 14.0595 | 14.0595 | 14.0595 | 14.0595 | 14.0595 | 14.0595 | 14.0595 | 14.0595 | 14.0595 | 14.0595 | 14.0595 | 14.0595 | 14.0595 | 14.0595 | 14.0595 | 14.0595 | 14.0595 | 14.0595 | 14.0595 | 14.0595 | 14.0595 | 14.0595 | 14.0595 | 14.0595 | 14.0595 | 14.0595 | 14.0595 | 14.0595 | 14.0595 | 14.0595 | 14.0595 | 14.0595 | 14.0595 | 14.0595 | 14.0595 | 14.0595 | 14.0595 | 14.0595 | 14.0595 | 14.0595 | 14.0595 | 14.0595 | 14.0595 | 0 | 0 | 0 | 0 | 0 | 0 | 0 | 0 | 0 | 0 | 0 | 0 | 0 | 0 | 0 | 0 | 0 | 0 | 0 | 0 | 0 | 0 | 0 | 0 | 0 | 0 | 0 | 0 | 0 | 0 | 0 | 0 | 0 | 0 | 0 | 0 | 0 | 0 | 0 | 0 | 0 | 0 | 0 | 0 | 0 | 0 | 0 | 0 | 0 | 0 | 0 | 0 | 0 | 0 | 0 | 0 | 0 | 0 | 0 | 0 | 0 | 0 | 0 | 0 | 0 | 0 | 0 | 0 | 0 | 0 | 0 | 0 | 0 | 0 | 0 | 0 | 0 | 0 | 0 | 0 | 0 | 0 | 0 | 0 | 0 | 0 | 0 | 0 | 0 | 0 | 0 | 0 | 0 | 0 | 0 | 0 | 0 | 0 | 0 | 0 | 0 | 0 | 0 | 0 | 0 | 0 | 0 | 0 | 0 | 0 | 0 | 0 | 0 | 0 | 0 | 0 | 0 | 0 | 0 | 0
8 | 1465.6786 | 0 | 0 | 0 | 0 | 0 | 0 | 0 | 12.9706 | 12.9706 | 12.9706 | 12.9706 | 12.9706 | 12.9706 | 12.9706 | 12.9706 | 12.9706 | 12.9706 | 12.9706 | 12.9706 | 12.9706 | 12.9706 | 12.9706 | 12.9706 | 12.9706 | 12.9706 | 12.9706 | 12.9706 | 12.9706 | 12.9706 | 12.9706 | 12.9706 | 12.9706 | 12.9706 | 12.9706 | 12.9706 | 12.9706 | 12.9706 | 12.9706 | 12.9706 | 12.9706 | 12.9706 | 12.9706 | 12.9706 | 12.9706 | 12.9706 | 12.9706 | 12.9706 | 12.9706 | 12.9706 | 12.9706 | 12.9706 | 12.9706 | 12.9706 | 12.9706 | 12.9706 | 12.9706 | 12.9706 | 12.9706 | 12.9706 | 12.9706 | 12.9706 | 12.9706 | 12.9706 | 12.9706 | 12.9706 | 12.9706 | 12.9706 | 12.9706 | 12.9706 | 12.9706 | 12.9706 | 12.9706 | 12.9706 | 12.9706 | 12.9706 | 12.9706 | 12.9706 | 12.9706 | 12.9706 | 12.9706 | 12.9706 | 12.9706 | 12.9706 | 12.9706 | 12.9706 | 12.9706 | 12.9706 | 12.9706 | 12.9706 | 12.9706 | 12.9706 | 12.9706 | 12.9706 | 12.9706 | 12.9706 | 12.9706 | 12.9706 | 12.9706 | 12.9706 | 12.9706 | 12.9706 | 12.9706 | 12.9706 | 12.9706 | 12.9706 | 12.9706 | 12.9706 | 12.9706 | 12.9706 | 12.9706 | 12.9706 | 12.9706 | 12.9706 | 12.9706 | 12.9706 | 12.9706 | 12.9706 | 12.9706 | 12.9706 | 12.9706 | 0 | 0 | 0 | 0 | 0 | 0 | 0 | 0 | 0 | 0 | 0 | 0 | 0 | 0 | 0 | 0 | 0 | 0 | 0 | 0 | 0 | 0 | 0 | 0 | 0 | 0 | 0 | 0 | 0 | 0 | 0 | 0 | 0 | 0 | 0 | 0 | 0 | 0 | 0 | 0 | 0 | 0 | 0 | 0 | 0 | 0 | 0 | 0 | 0 | 0 | 0 | 0 | 0 | 0 | 0 | 0 | 0 | 0 | 0 | 0 | 0 | 0 | 0 | 0 | 0 | 0 | 0 | 0 | 0 | 0 | 0 | 0 | 0 | 0 | 0 | 0 | 0 | 0 | 0 | 0 | 0 | 0 | 0 | 0 | 0 | 0 | 0 | 0 | 0 | 0 | 0 | 0 | 0 | 0 | 0 | 0 | 0 | 0 | 0 | 0 | 0 | 0 | 0 | 0 | 0 | 0 | 0 | 0 | 0 | 0 | 0 | 0 | 0 | 0 | 0 | 0 | 0 | 0 | 0 | 0
9 | 1465.6786 | 0 | 0 | 0 | 0 | 0 | 0 | 0 | 0 | 13.0864 | 13.0864 | 13.0864 | 13.0864 | 13.0864 | 13.0864 | 13.0864 | 13.0864 | 13.0864 | 13.0864 | 13.0864 | 13.0864 | 13.0864 | 13.0864 | 13.0864 | 13.0864 | 13.0864 | 13.0864 | 13.0864 | 13.0864 | 13.0864 | 13.0864 | 13.0864 | 13.0864 | 13.0864 | 13.0864 | 13.0864 | 13.0864 | 13.0864 | 13.0864 | 13.0864 | 13.0864 | 13.0864 | 13.0864 | 13.0864 | 13.0864 | 13.0864 | 13.0864 | 13.0864 | 13.0864 | 13.0864 | 13.0864 | 13.0864 | 13.0864 | 13.0864 | 13.0864 | 13.0864 | 13.0864 | 13.0864 | 13.0864 | 13.0864 | 13.0864 | 13.0864 | 13.0864 | 13.0864 | 13.0864 | 13.0864 | 13.0864 | 13.0864 | 13.0864 | 13.0864 | 13.0864 | 13.0864 | 13.0864 | 13.0864 | 13.0864 | 13.0864 | 13.0864 | 13.0864 | 13.0864 | 13.0864 | 13.0864 | 13.0864 | 13.0864 | 13.0864 | 13.0864 | 13.0864 | 13.0864 | 13.0864 | 13.0864 | 13.0864 | 13.0864 | 13.0864 | 13.0864 | 13.0864 | 13.0864 | 13.0864 | 13.0864 | 13.0864 | 13.0864 | 13.0864 | 13.0864 | 13.0864 | 13.0864 | 13.0864 | 13.0864 | 13.0864 | 13.0864 | 13.0864 | 13.0864 | 13.0864 | 13.0864 | 13.0864 | 13.0864 | 13.0864 | 13.0864 | 13.0864 | 13.0864 | 13.0864 | 13.0864 | 13.0864 | 13.0864 | 0 | 0 | 0 | 0 | 0 | 0 | 0 | 0 | 0 | 0 | 0 | 0 | 0 | 0 | 0 | 0 | 0 | 0 | 0 | 0 | 0 | 0 | 0 | 0 | 0 | 0 | 0 | 0 | 0 | 0 | 0 | 0 | 0 | 0 | 0 | 0 | 0 | 0 | 0 | 0 | 0 | 0 | 0 | 0 | 0 | 0 | 0 | 0 | 0 | 0 | 0 | 0 | 0 | 0 | 0 | 0 | 0 | 0 | 0 | 0 | 0 | 0 | 0 | 0 | 0 | 0 | 0 | 0 | 0 | 0 | 0 | 0 | 0 | 0 | 0 | 0 | 0 | 0 | 0 | 0 | 0 | 0 | 0 | 0 | 0 | 0 | 0 | 0 | 0 | 0 | 0 | 0 | 0 | 0 | 0 | 0 | 0 | 0 | 0 | 0 | 0 | 0 | 0 | 0 | 0 | 0 | 0 | 0 | 0 | 0 | 0 | 0 | 0 | 0 | 0 | 0 | 0 | 0 | 0 | 0
10 | 1465.6786 | 0 | 0 | 0 | 0 | 0 | 0 | 0 | 0 | 0 | 13.2043 | 13.2043 | 13.2043 | 13.2043 | 13.2043 | 13.2043 | 13.2043 | 13.2043 | 13.2043 | 13.2043 | 13.2043 | 13.2043 | 13.2043 | 13.2043 | 13.2043 | 13.2043 | 13.2043 | 13.2043 | 13.2043 | 13.2043 | 13.2043 | 13.2043 | 13.2043 | 13.2043 | 13.2043 | 13.2043 | 13.2043 | 13.2043 | 13.2043 | 13.2043 | 13.2043 | 13.2043 | 13.2043 | 13.2043 | 13.2043 | 13.2043 | 13.2043 | 13.2043 | 13.2043 | 13.2043 | 13.2043 | 13.2043 | 13.2043 | 13.2043 | 13.2043 | 13.2043 | 13.2043 | 13.2043 | 13.2043 | 13.2043 | 13.2043 | 13.2043 | 13.2043 | 13.2043 | 13.2043 | 13.2043 | 13.2043 | 13.2043 | 13.2043 | 13.2043 | 13.2043 | 13.2043 | 13.2043 | 13.2043 | 13.2043 | 13.2043 | 13.2043 | 13.2043 | 13.2043 | 13.2043 | 13.2043 | 13.2043 | 13.2043 | 13.2043 | 13.2043 | 13.2043 | 13.2043 | 13.2043 | 13.2043 | 13.2043 | 13.2043 | 13.2043 | 13.2043 | 13.2043 | 13.2043 | 13.2043 | 13.2043 | 13.2043 | 13.2043 | 13.2043 | 13.2043 | 13.2043 | 13.2043 | 13.2043 | 13.2043 | 13.2043 | 13.2043 | 13.2043 | 13.2043 | 13.2043 | 13.2043 | 13.2043 | 13.2043 | 13.2043 | 13.2043 | 13.2043 | 13.2043 | 13.2043 | 13.2043 | 13.2043 | 13.2043 | 0 | 0 | 0 | 0 | 0 | 0 | 0 | 0 | 0 | 0 | 0 | 0 | 0 | 0 | 0 | 0 | 0 | 0 | 0 | 0 | 0 | 0 | 0 | 0 | 0 | 0 | 0 | 0 | 0 | 0 | 0 | 0 | 0 | 0 | 0 | 0 | 0 | 0 | 0 | 0 | 0 | 0 | 0 | 0 | 0 | 0 | 0 | 0 | 0 | 0 | 0 | 0 | 0 | 0 | 0 | 0 | 0 | 0 | 0 | 0 | 0 | 0 | 0 | 0 | 0 | 0 | 0 | 0 | 0 | 0 | 0 | 0 | 0 | 0 | 0 | 0 | 0 | 0 | 0 | 0 | 0 | 0 | 0 | 0 | 0 | 0 | 0 | 0 | 0 | 0 | 0 | 0 | 0 | 0 | 0 | 0 | 0 | 0 | 0 | 0 | 0 | 0 | 0 | 0 | 0 | 0 | 0 | 0 | 0 | 0 | 0 | 0 | 0 | 0 | 0 | 0 | 0 | 0 | 0 | 0
11 | 274.9875 | 0 | 0 | 0 | 0 | 0 | 0 | 0 | 0 | 0 | 0 | 2.4999 | 2.4999 | 2.4999 | 2.4999 | 2.4999 | 2.4999 | 2.4999 | 2.4999 | 2.4999 | 2.4999 | 2.4999 | 2.4999 | 2.4999 | 2.4999 | 2.4999 | 2.4999 | 2.4999 | 2.4999 | 2.4999 | 2.4999 | 2.4999 | 2.4999 | 2.4999 | 2.4999 | 2.4999 | 2.4999 | 2.4999 | 2.4999 | 2.4999 | 2.4999 | 2.4999 | 2.4999 | 2.4999 | 2.4999 | 2.4999 | 2.4999 | 2.4999 | 2.4999 | 2.4999 | 2.4999 | 2.4999 | 2.4999 | 2.4999 | 2.4999 | 2.4999 | 2.4999 | 2.4999 | 2.4999 | 2.4999 | 2.4999 | 2.4999 | 2.4999 | 2.4999 | 2.4999 | 2.4999 | 2.4999 | 2.4999 | 2.4999 | 2.4999 | 2.4999 | 2.4999 | 2.4999 | 2.4999 | 2.4999 | 2.4999 | 2.4999 | 2.4999 | 2.4999 | 2.4999 | 2.4999 | 2.4999 | 2.4999 | 2.4999 | 2.4999 | 2.4999 | 2.4999 | 2.4999 | 2.4999 | 2.4999 | 2.4999 | 2.4999 | 2.4999 | 2.4999 | 2.4999 | 2.4999 | 2.4999 | 2.4999 | 2.4999 | 2.4999 | 2.4999 | 2.4999 | 2.4999 | 2.4999 | 2.4999 | 2.4999 | 2.4999 | 2.4999 | 2.4999 | 2.4999 | 2.4999 | 2.4999 | 2.4999 | 2.4999 | 2.4999 | 2.4999 | 2.4999 | 2.4999 | 2.4999 | 2.4999 | 2.4999 | 0 | 0 | 0 | 0 | 0 | 0 | 0 | 0 | 0 | 0 | 0 | 0 | 0 | 0 | 0 | 0 | 0 | 0 | 0 | 0 | 0 | 0 | 0 | 0 | 0 | 0 | 0 | 0 | 0 | 0 | 0 | 0 | 0 | 0 | 0 | 0 | 0 | 0 | 0 | 0 | 0 | 0 | 0 | 0 | 0 | 0 | 0 | 0 | 0 | 0 | 0 | 0 | 0 | 0 | 0 | 0 | 0 | 0 | 0 | 0 | 0 | 0 | 0 | 0 | 0 | 0 | 0 | 0 | 0 | 0 | 0 | 0 | 0 | 0 | 0 | 0 | 0 | 0 | 0 | 0 | 0 | 0 | 0 | 0 | 0 | 0 | 0 | 0 | 0 | 0 | 0 | 0 | 0 | 0 | 0 | 0 | 0 | 0 | 0 | 0 | 0 | 0 | 0 | 0 | 0 | 0 | 0 | 0 | 0 | 0 | 0 | 0 | 0 | 0 | 0 | 0 | 0 | 0 | 0 | 0
12 | 374.9875 | 0 | 0 | 0 | 0 | 0 | 0 | 0 | 0 | 0 | 0 | 0 | 3.4403 | 3.4403 | 3.4403 | 3.4403 | 3.4403 | 3.4403 | 3.4403 | 3.4403 | 3.4403 | 3.4403 | 3.4403 | 3.4403 | 3.4403 | 3.4403 | 3.4403 | 3.4403 | 3.4403 | 3.4403 | 3.4403 | 3.4403 | 3.4403 | 3.4403 | 3.4403 | 3.4403 | 3.4403 | 3.4403 | 3.4403 | 3.4403 | 3.4403 | 3.4403 | 3.4403 | 3.4403 | 3.4403 | 3.4403 | 3.4403 | 3.4403 | 3.4403 | 3.4403 | 3.4403 | 3.4403 | 3.4403 | 3.4403 | 3.4403 | 3.4403 | 3.4403 | 3.4403 | 3.4403 | 3.4403 | 3.4403 | 3.4403 | 3.4403 | 3.4403 | 3.4403 | 3.4403 | 3.4403 | 3.4403 | 3.4403 | 3.4403 | 3.4403 | 3.4403 | 3.4403 | 3.4403 | 3.4403 | 3.4403 | 3.4403 | 3.4403 | 3.4403 | 3.4403 | 3.4403 | 3.4403 | 3.4403 | 3.4403 | 3.4403 | 3.4403 | 3.4403 | 3.4403 | 3.4403 | 3.4403 | 3.4403 | 3.4403 | 3.4403 | 3.4403 | 3.4403 | 3.4403 | 3.4403 | 3.4403 | 3.4403 | 3.4403 | 3.4403 | 3.4403 | 3.4403 | 3.4403 | 3.4403 | 3.4403 | 3.4403 | 3.4403 | 3.4403 | 3.4403 | 3.4403 | 3.4403 | 3.4403 | 3.4403 | 3.4403 | 3.4403 | 3.4403 | 3.4403 | 3.4403 | 3.4403 | 3.4403 | 0 | 0 | 0 | 0 | 0 | 0 | 0 | 0 | 0 | 0 | 0 | 0 | 0 | 0 | 0 | 0 | 0 | 0 | 0 | 0 | 0 | 0 | 0 | 0 | 0 | 0 | 0 | 0 | 0 | 0 | 0 | 0 | 0 | 0 | 0 | 0 | 0 | 0 | 0 | 0 | 0 | 0 | 0 | 0 | 0 | 0 | 0 | 0 | 0 | 0 | 0 | 0 | 0 | 0 | 0 | 0 | 0 | 0 | 0 | 0 | 0 | 0 | 0 | 0 | 0 | 0 | 0 | 0 | 0 | 0 | 0 | 0 | 0 | 0 | 0 | 0 | 0 | 0 | 0 | 0 | 0 | 0 | 0 | 0 | 0 | 0 | 0 | 0 | 0 | 0 | 0 | 0 | 0 | 0 | 0 | 0 | 0 | 0 | 0 | 0 | 0 | 0 | 0 | 0 | 0 | 0 | 0 | 0 | 0 | 0 | 0 | 0 | 0 | 0 | 0 | 0 | 0 | 0 | 0 | 0
121 | 992.7186 | 0 | 0 | 0 | 0 | 0 | 0 | 0 | 0 | 0 | 0 | 0 | 0 | 0 | 0 | 0 | 0 | 0 | 0 | 0 | 0 | 0 | 0 | 0 | 0 | 0 | 0 | 0 | 0 | 0 | 0 | 0 | 0 | 0 | 0 | 0 | 0 | 0 | 0 | 0 | 0 | 0 | 0 | 0 | 0 | 0 | 0 | 0 | 0 | 0 | 0 | 0 | 0 | 0 | 0 | 0 | 0 | 0 | 0 | 0 | 0 | 0 | 0 | 0 | 0 | 0 | 0 | 0 | 0 | 0 | 0 | 0 | 0 | 0 | 0 | 0 | 0 | 0 | 0 | 0 | 0 | 0 | 0 | 0 | 0 | 0 | 0 | 0 | 0 | 0 | 0 | 0 | 0 | 0 | 0 | 0 | 0 | 0 | 0 | 0 | 0 | 0 | 0 | 0 | 0 | 0 | 0 | 0 | 0 | 0 | 0 | 0 | 0 | 0 | 0 | 0 | 0 | 0 | 0 | 0 | 0 | 8.2727 | 8.2727 | 8.2727 | 8.2727 | 8.2727 | 8.2727 | 8.2727 | 8.2727 | 8.2727 | 8.2727 | 8.2727 | 8.2727 | 8.2727 | 8.2727 | 8.2727 | 8.2727 | 8.2727 | 8.2727 | 8.2727 | 8.2727 | 8.2727 | 8.2727 | 8.2727 | 8.2727 | 8.2727 | 8.2727 | 8.2727 | 8.2727 | 8.2727 | 8.2727 | 8.2727 | 8.2727 | 8.2727 | 8.2727 | 8.2727 | 8.2727 | 8.2727 | 8.2727 | 8.2727 | 8.2727 | 8.2727 | 8.2727 | 8.2727 | 8.2727 | 8.2727 | 8.2727 | 8.2727 | 8.2727 | 8.2727 | 8.2727 | 8.2727 | 8.2727 | 8.2727 | 8.2727 | 8.2727 | 8.2727 | 8.2727 | 8.2727 | 8.2727 | 8.2727 | 8.2727 | 8.2727 | 8.2727 | 8.2727 | 8.2727 | 8.2727 | 8.2727 | 8.2727 | 8.2727 | 8.2727 | 8.2727 | 8.2727 | 8.2727 | 8.2727 | 8.2727 | 8.2727 | 8.2727 | 8.2727 | 8.2727 | 8.2727 | 8.2727 | 8.2727 | 8.2727 | 8.2727 | 8.2727 | 8.2727 | 8.2727 | 8.2727 | 8.2727 | 8.2727 | 8.2727 | 8.2727 | 8.2727 | 8.2727 | 8.2727 | 8.2727 | 8.2727 | 8.2727 | 8.2727 | 8.2727 | 8.2727 | 8.2727 | 8.2727 | 8.2727 | 8.2727 | 8.2727 | 8.2727 | 8.2727 | 8.2727 | 8.2727 | 8.2727 | 8.2727 | 8.2727 | 8.2727 | 8.2727 | 8.2727 | 8.2727 | 8.2727 | 8.2727 | 8.2727
122 | 992.7186 | 0 | 0 | 0 | 0 | 0 | 0 | 0 | 0 | 0 | 0 | 0 | 0 | 0 | 0 | 0 | 0 | 0 | 0 | 0 | 0 | 0 | 0 | 0 | 0 | 0 | 0 | 0 | 0 | 0 | 0 | 0 | 0 | 0 | 0 | 0 | 0 | 0 | 0 | 0 | 0 | 0 | 0 | 0 | 0 | 0 | 0 | 0 | 0 | 0 | 0 | 0 | 0 | 0 | 0 | 0 | 0 | 0 | 0 | 0 | 0 | 0 | 0 | 0 | 0 | 0 | 0 | 0 | 0 | 0 | 0 | 0 | 0 | 0 | 0 | 0 | 0 | 0 | 0 | 0 | 0 | 0 | 0 | 0 | 0 | 0 | 0 | 0 | 0 | 0 | 0 | 0 | 0 | 0 | 0 | 0 | 0 | 0 | 0 | 0 | 0 | 0 | 0 | 0 | 0 | 0 | 0 | 0 | 0 | 0 | 0 | 0 | 0 | 0 | 0 | 0 | 0 | 0 | 0 | 0 | 0 | 0 | 8.3422 | 8.3422 | 8.3422 | 8.3422 | 8.3422 | 8.3422 | 8.3422 | 8.3422 | 8.3422 | 8.3422 | 8.3422 | 8.3422 | 8.3422 | 8.3422 | 8.3422 | 8.3422 | 8.3422 | 8.3422 | 8.3422 | 8.3422 | 8.3422 | 8.3422 | 8.3422 | 8.3422 | 8.3422 | 8.3422 | 8.3422 | 8.3422 | 8.3422 | 8.3422 | 8.3422 | 8.3422 | 8.3422 | 8.3422 | 8.3422 | 8.3422 | 8.3422 | 8.3422 | 8.3422 | 8.3422 | 8.3422 | 8.3422 | 8.3422 | 8.3422 | 8.3422 | 8.3422 | 8.3422 | 8.3422 | 8.3422 | 8.3422 | 8.3422 | 8.3422 | 8.3422 | 8.3422 | 8.3422 | 8.3422 | 8.3422 | 8.3422 | 8.3422 | 8.3422 | 8.3422 | 8.3422 | 8.3422 | 8.3422 | 8.3422 | 8.3422 | 8.3422 | 8.3422 | 8.3422 | 8.3422 | 8.3422 | 8.3422 | 8.3422 | 8.3422 | 8.3422 | 8.3422 | 8.3422 | 8.3422 | 8.3422 | 8.3422 | 8.3422 | 8.3422 | 8.3422 | 8.3422 | 8.3422 | 8.3422 | 8.3422 | 8.3422 | 8.3422 | 8.3422 | 8.3422 | 8.3422 | 8.3422 | 8.3422 | 8.3422 | 8.3422 | 8.3422 | 8.3422 | 8.3422 | 8.3422 | 8.3422 | 8.3422 | 8.3422 | 8.3422 | 8.3422 | 8.3422 | 8.3422 | 8.3422 | 8.3422 | 8.3422 | 8.3422 | 8.3422 | 8.3422 | 8.3422 | 8.3422 | 8.3422 | 8.3422 | 8.3422 | 8.3422
123 | 992.7186 | 0 | 0 | 0 | 0 | 0 | 0 | 0 | 0 | 0 | 0 | 0 | 0 | 0 | 0 | 0 | 0 | 0 | 0 | 0 | 0 | 0 | 0 | 0 | 0 | 0 | 0 | 0 | 0 | 0 | 0 | 0 | 0 | 0 | 0 | 0 | 0 | 0 | 0 | 0 | 0 | 0 | 0 | 0 | 0 | 0 | 0 | 0 | 0 | 0 | 0 | 0 | 0 | 0 | 0 | 0 | 0 | 0 | 0 | 0 | 0 | 0 | 0 | 0 | 0 | 0 | 0 | 0 | 0 | 0 | 0 | 0 | 0 | 0 | 0 | 0 | 0 | 0 | 0 | 0 | 0 | 0 | 0 | 0 | 0 | 0 | 0 | 0 | 0 | 0 | 0 | 0 | 0 | 0 | 0 | 0 | 0 | 0 | 0 | 0 | 0 | 0 | 0 | 0 | 0 | 0 | 0 | 0 | 0 | 0 | 0 | 0 | 0 | 0 | 0 | 0 | 0 | 0 | 0 | 0 | 0 | 0 | 0 | 8.4129 | 8.4129 | 8.4129 | 8.4129 | 8.4129 | 8.4129 | 8.4129 | 8.4129 | 8.4129 | 8.4129 | 8.4129 | 8.4129 | 8.4129 | 8.4129 | 8.4129 | 8.4129 | 8.4129 | 8.4129 | 8.4129 | 8.4129 | 8.4129 | 8.4129 | 8.4129 | 8.4129 | 8.4129 | 8.4129 | 8.4129 | 8.4129 | 8.4129 | 8.4129 | 8.4129 | 8.4129 | 8.4129 | 8.4129 | 8.4129 | 8.4129 | 8.4129 | 8.4129 | 8.4129 | 8.4129 | 8.4129 | 8.4129 | 8.4129 | 8.4129 | 8.4129 | 8.4129 | 8.4129 | 8.4129 | 8.4129 | 8.4129 | 8.4129 | 8.4129 | 8.4129 | 8.4129 | 8.4129 | 8.4129 | 8.4129 | 8.4129 | 8.4129 | 8.4129 | 8.4129 | 8.4129 | 8.4129 | 8.4129 | 8.4129 | 8.4129 | 8.4129 | 8.4129 | 8.4129 | 8.4129 | 8.4129 | 8.4129 | 8.4129 | 8.4129 | 8.4129 | 8.4129 | 8.4129 | 8.4129 | 8.4129 | 8.4129 | 8.4129 | 8.4129 | 8.4129 | 8.4129 | 8.4129 | 8.4129 | 8.4129 | 8.4129 | 8.4129 | 8.4129 | 8.4129 | 8.4129 | 8.4129 | 8.4129 | 8.4129 | 8.4129 | 8.4129 | 8.4129 | 8.4129 | 8.4129 | 8.4129 | 8.4129 | 8.4129 | 8.4129 | 8.4129 | 8.4129 | 8.4129 | 8.4129 | 8.4129 | 8.4129 | 8.4129 | 8.4129 | 8.4129 | 8.4129 | 8.4129 | 8.4129 | 8.4129 | 8.4129
124 | 992.7186 | 0 | 0 | 0 | 0 | 0 | 0 | 0 | 0 | 0 | 0 | 0 | 0 | 0 | 0 | 0 | 0 | 0 | 0 | 0 | 0 | 0 | 0 | 0 | 0 | 0 | 0 | 0 | 0 | 0 | 0 | 0 | 0 | 0 | 0 | 0 | 0 | 0 | 0 | 0 | 0 | 0 | 0 | 0 | 0 | 0 | 0 | 0 | 0 | 0 | 0 | 0 | 0 | 0 | 0 | 0 | 0 | 0 | 0 | 0 | 0 | 0 | 0 | 0 | 0 | 0 | 0 | 0 | 0 | 0 | 0 | 0 | 0 | 0 | 0 | 0 | 0 | 0 | 0 | 0 | 0 | 0 | 0 | 0 | 0 | 0 | 0 | 0 | 0 | 0 | 0 | 0 | 0 | 0 | 0 | 0 | 0 | 0 | 0 | 0 | 0 | 0 | 0 | 0 | 0 | 0 | 0 | 0 | 0 | 0 | 0 | 0 | 0 | 0 | 0 | 0 | 0 | 0 | 0 | 0 | 0 | 0 | 0 | 0 | 8.4848 | 8.4848 | 8.4848 | 8.4848 | 8.4848 | 8.4848 | 8.4848 | 8.4848 | 8.4848 | 8.4848 | 8.4848 | 8.4848 | 8.4848 | 8.4848 | 8.4848 | 8.4848 | 8.4848 | 8.4848 | 8.4848 | 8.4848 | 8.4848 | 8.4848 | 8.4848 | 8.4848 | 8.4848 | 8.4848 | 8.4848 | 8.4848 | 8.4848 | 8.4848 | 8.4848 | 8.4848 | 8.4848 | 8.4848 | 8.4848 | 8.4848 | 8.4848 | 8.4848 | 8.4848 | 8.4848 | 8.4848 | 8.4848 | 8.4848 | 8.4848 | 8.4848 | 8.4848 | 8.4848 | 8.4848 | 8.4848 | 8.4848 | 8.4848 | 8.4848 | 8.4848 | 8.4848 | 8.4848 | 8.4848 | 8.4848 | 8.4848 | 8.4848 | 8.4848 | 8.4848 | 8.4848 | 8.4848 | 8.4848 | 8.4848 | 8.4848 | 8.4848 | 8.4848 | 8.4848 | 8.4848 | 8.4848 | 8.4848 | 8.4848 | 8.4848 | 8.4848 | 8.4848 | 8.4848 | 8.4848 | 8.4848 | 8.4848 | 8.4848 | 8.4848 | 8.4848 | 8.4848 | 8.4848 | 8.4848 | 8.4848 | 8.4848 | 8.4848 | 8.4848 | 8.4848 | 8.4848 | 8.4848 | 8.4848 | 8.4848 | 8.4848 | 8.4848 | 8.4848 | 8.4848 | 8.4848 | 8.4848 | 8.4848 | 8.4848 | 8.4848 | 8.4848 | 8.4848 | 8.4848 | 8.4848 | 8.4848 | 8.4848 | 8.4848 | 8.4848 | 8.4848 | 8.4848 | 8.4848 | 8.4848 | 8.4848
125 | 2458.3972 | 0 | 0 | 0 | 0 | 0 | 0 | 0 | 0 | 0 | 0 | 0 | 0 | 0 | 0 | 0 | 0 | 0 | 0 | 0 | 0 | 0 | 0 | 0 | 0 | 0 | 0 | 0 | 0 | 0 | 0 | 0 | 0 | 0 | 0 | 0 | 0 | 0 | 0 | 0 | 0 | 0 | 0 | 0 | 0 | 0 | 0 | 0 | 0 | 0 | 0 | 0 | 0 | 0 | 0 | 0 | 0 | 0 | 0 | 0 | 0 | 0 | 0 | 0 | 0 | 0 | 0 | 0 | 0 | 0 | 0 | 0 | 0 | 0 | 0 | 0 | 0 | 0 | 0 | 0 | 0 | 0 | 0 | 0 | 0 | 0 | 0 | 0 | 0 | 0 | 0 | 0 | 0 | 0 | 0 | 0 | 0 | 0 | 0 | 0 | 0 | 0 | 0 | 0 | 0 | 0 | 0 | 0 | 0 | 0 | 0 | 0 | 0 | 0 | 0 | 0 | 0 | 0 | 0 | 0 | 0 | 0 | 0 | 0 | 0 | 21.1931 | 21.1931 | 21.1931 | 21.1931 | 21.1931 | 21.1931 | 21.1931 | 21.1931 | 21.1931 | 21.1931 | 21.1931 | 21.1931 | 21.1931 | 21.1931 | 21.1931 | 21.1931 | 21.1931 | 21.1931 | 21.1931 | 21.1931 | 21.1931 | 21.1931 | 21.1931 | 21.1931 | 21.1931 | 21.1931 | 21.1931 | 21.1931 | 21.1931 | 21.1931 | 21.1931 | 21.1931 | 21.1931 | 21.1931 | 21.1931 | 21.1931 | 21.1931 | 21.1931 | 21.1931 | 21.1931 | 21.1931 | 21.1931 | 21.1931 | 21.1931 | 21.1931 | 21.1931 | 21.1931 | 21.1931 | 21.1931 | 21.1931 | 21.1931 | 21.1931 | 21.1931 | 21.1931 | 21.1931 | 21.1931 | 21.1931 | 21.1931 | 21.1931 | 21.1931 | 21.1931 | 21.1931 | 21.1931 | 21.1931 | 21.1931 | 21.1931 | 21.1931 | 21.1931 | 21.1931 | 21.1931 | 21.1931 | 21.1931 | 21.1931 | 21.1931 | 21.1931 | 21.1931 | 21.1931 | 21.1931 | 21.1931 | 21.1931 | 21.1931 | 21.1931 | 21.1931 | 21.1931 | 21.1931 | 21.1931 | 21.1931 | 21.1931 | 21.1931 | 21.1931 | 21.1931 | 21.1931 | 21.1931 | 21.1931 | 21.1931 | 21.1931 | 21.1931 | 21.1931 | 21.1931 | 21.1931 | 21.1931 | 21.1931 | 21.1931 | 21.1931 | 21.1931 | 21.1931 | 21.1931 | 21.1931 | 21.1931 | 21.1931 | 21.1931 | 21.1931 | 21.1931 | 21.1931 | 21.1931 | 21.1931
126 | 2458.3972 | 0 | 0 | 0 | 0 | 0 | 0 | 0 | 0 | 0 | 0 | 0 | 0 | 0 | 0 | 0 | 0 | 0 | 0 | 0 | 0 | 0 | 0 | 0 | 0 | 0 | 0 | 0 | 0 | 0 | 0 | 0 | 0 | 0 | 0 | 0 | 0 | 0 | 0 | 0 | 0 | 0 | 0 | 0 | 0 | 0 | 0 | 0 | 0 | 0 | 0 | 0 | 0 | 0 | 0 | 0 | 0 | 0 | 0 | 0 | 0 | 0 | 0 | 0 | 0 | 0 | 0 | 0 | 0 | 0 | 0 | 0 | 0 | 0 | 0 | 0 | 0 | 0 | 0 | 0 | 0 | 0 | 0 | 0 | 0 | 0 | 0 | 0 | 0 | 0 | 0 | 0 | 0 | 0 | 0 | 0 | 0 | 0 | 0 | 0 | 0 | 0 | 0 | 0 | 0 | 0 | 0 | 0 | 0 | 0 | 0 | 0 | 0 | 0 | 0 | 0 | 0 | 0 | 0 | 0 | 0 | 0 | 0 | 0 | 0 | 0 | 21.3774 | 21.3774 | 21.3774 | 21.3774 | 21.3774 | 21.3774 | 21.3774 | 21.3774 | 21.3774 | 21.3774 | 21.3774 | 21.3774 | 21.3774 | 21.3774 | 21.3774 | 21.3774 | 21.3774 | 21.3774 | 21.3774 | 21.3774 | 21.3774 | 21.3774 | 21.3774 | 21.3774 | 21.3774 | 21.3774 | 21.3774 | 21.3774 | 21.3774 | 21.3774 | 21.3774 | 21.3774 | 21.3774 | 21.3774 | 21.3774 | 21.3774 | 21.3774 | 21.3774 | 21.3774 | 21.3774 | 21.3774 | 21.3774 | 21.3774 | 21.3774 | 21.3774 | 21.3774 | 21.3774 | 21.3774 | 21.3774 | 21.3774 | 21.3774 | 21.3774 | 21.3774 | 21.3774 | 21.3774 | 21.3774 | 21.3774 | 21.3774 | 21.3774 | 21.3774 | 21.3774 | 21.3774 | 21.3774 | 21.3774 | 21.3774 | 21.3774 | 21.3774 | 21.3774 | 21.3774 | 21.3774 | 21.3774 | 21.3774 | 21.3774 | 21.3774 | 21.3774 | 21.3774 | 21.3774 | 21.3774 | 21.3774 | 21.3774 | 21.3774 | 21.3774 | 21.3774 | 21.3774 | 21.3774 | 21.3774 | 21.3774 | 21.3774 | 21.3774 | 21.3774 | 21.3774 | 21.3774 | 21.3774 | 21.3774 | 21.3774 | 21.3774 | 21.3774 | 21.3774 | 21.3774 | 21.3774 | 21.3774 | 21.3774 | 21.3774 | 21.3774 | 21.3774 | 21.3774 | 21.3774 | 21.3774 | 21.3774 | 21.3774 | 21.3774 | 21.3774 | 21.3774 | 21.3774 | 21.3774
127 | 2458.3972 | 0 | 0 | 0 | 0 | 0 | 0 | 0 | 0 | 0 | 0 | 0 | 0 | 0 | 0 | 0 | 0 | 0 | 0 | 0 | 0 | 0 | 0 | 0 | 0 | 0 | 0 | 0 | 0 | 0 | 0 | 0 | 0 | 0 | 0 | 0 | 0 | 0 | 0 | 0 | 0 | 0 | 0 | 0 | 0 | 0 | 0 | 0 | 0 | 0 | 0 | 0 | 0 | 0 | 0 | 0 | 0 | 0 | 0 | 0 | 0 | 0 | 0 | 0 | 0 | 0 | 0 | 0 | 0 | 0 | 0 | 0 | 0 | 0 | 0 | 0 | 0 | 0 | 0 | 0 | 0 | 0 | 0 | 0 | 0 | 0 | 0 | 0 | 0 | 0 | 0 | 0 | 0 | 0 | 0 | 0 | 0 | 0 | 0 | 0 | 0 | 0 | 0 | 0 | 0 | 0 | 0 | 0 | 0 | 0 | 0 | 0 | 0 | 0 | 0 | 0 | 0 | 0 | 0 | 0 | 0 | 0 | 0 | 0 | 0 | 0 | 0 | 21.5649 | 21.5649 | 21.5649 | 21.5649 | 21.5649 | 21.5649 | 21.5649 | 21.5649 | 21.5649 | 21.5649 | 21.5649 | 21.5649 | 21.5649 | 21.5649 | 21.5649 | 21.5649 | 21.5649 | 21.5649 | 21.5649 | 21.5649 | 21.5649 | 21.5649 | 21.5649 | 21.5649 | 21.5649 | 21.5649 | 21.5649 | 21.5649 | 21.5649 | 21.5649 | 21.5649 | 21.5649 | 21.5649 | 21.5649 | 21.5649 | 21.5649 | 21.5649 | 21.5649 | 21.5649 | 21.5649 | 21.5649 | 21.5649 | 21.5649 | 21.5649 | 21.5649 | 21.5649 | 21.5649 | 21.5649 | 21.5649 | 21.5649 | 21.5649 | 21.5649 | 21.5649 | 21.5649 | 21.5649 | 21.5649 | 21.5649 | 21.5649 | 21.5649 | 21.5649 | 21.5649 | 21.5649 | 21.5649 | 21.5649 | 21.5649 | 21.5649 | 21.5649 | 21.5649 | 21.5649 | 21.5649 | 21.5649 | 21.5649 | 21.5649 | 21.5649 | 21.5649 | 21.5649 | 21.5649 | 21.5649 | 21.5649 | 21.5649 | 21.5649 | 21.5649 | 21.5649 | 21.5649 | 21.5649 | 21.5649 | 21.5649 | 21.5649 | 21.5649 | 21.5649 | 21.5649 | 21.5649 | 21.5649 | 21.5649 | 21.5649 | 21.5649 | 21.5649 | 21.5649 | 21.5649 | 21.5649 | 21.5649 | 21.5649 | 21.5649 | 21.5649 | 21.5649 | 21.5649 | 21.5649 | 21.5649 | 21.5649 | 21.5649 | 21.5649 | 21.5649 | 21.5649 | 21.5649
128 | 2458.3972 | 0 | 0 | 0 | 0 | 0 | 0 | 0 | 0 | 0 | 0 | 0 | 0 | 0 | 0 | 0 | 0 | 0 | 0 | 0 | 0 | 0 | 0 | 0 | 0 | 0 | 0 | 0 | 0 | 0 | 0 | 0 | 0 | 0 | 0 | 0 | 0 | 0 | 0 | 0 | 0 | 0 | 0 | 0 | 0 | 0 | 0 | 0 | 0 | 0 | 0 | 0 | 0 | 0 | 0 | 0 | 0 | 0 | 0 | 0 | 0 | 0 | 0 | 0 | 0 | 0 | 0 | 0 | 0 | 0 | 0 | 0 | 0 | 0 | 0 | 0 | 0 | 0 | 0 | 0 | 0 | 0 | 0 | 0 | 0 | 0 | 0 | 0 | 0 | 0 | 0 | 0 | 0 | 0 | 0 | 0 | 0 | 0 | 0 | 0 | 0 | 0 | 0 | 0 | 0 | 0 | 0 | 0 | 0 | 0 | 0 | 0 | 0 | 0 | 0 | 0 | 0 | 0 | 0 | 0 | 0 | 0 | 0 | 0 | 0 | 0 | 0 | 0 | 21.7557 | 21.7557 | 21.7557 | 21.7557 | 21.7557 | 21.7557 | 21.7557 | 21.7557 | 21.7557 | 21.7557 | 21.7557 | 21.7557 | 21.7557 | 21.7557 | 21.7557 | 21.7557 | 21.7557 | 21.7557 | 21.7557 | 21.7557 | 21.7557 | 21.7557 | 21.7557 | 21.7557 | 21.7557 | 21.7557 | 21.7557 | 21.7557 | 21.7557 | 21.7557 | 21.7557 | 21.7557 | 21.7557 | 21.7557 | 21.7557 | 21.7557 | 21.7557 | 21.7557 | 21.7557 | 21.7557 | 21.7557 | 21.7557 | 21.7557 | 21.7557 | 21.7557 | 21.7557 | 21.7557 | 21.7557 | 21.7557 | 21.7557 | 21.7557 | 21.7557 | 21.7557 | 21.7557 | 21.7557 | 21.7557 | 21.7557 | 21.7557 | 21.7557 | 21.7557 | 21.7557 | 21.7557 | 21.7557 | 21.7557 | 21.7557 | 21.7557 | 21.7557 | 21.7557 | 21.7557 | 21.7557 | 21.7557 | 21.7557 | 21.7557 | 21.7557 | 21.7557 | 21.7557 | 21.7557 | 21.7557 | 21.7557 | 21.7557 | 21.7557 | 21.7557 | 21.7557 | 21.7557 | 21.7557 | 21.7557 | 21.7557 | 21.7557 | 21.7557 | 21.7557 | 21.7557 | 21.7557 | 21.7557 | 21.7557 | 21.7557 | 21.7557 | 21.7557 | 21.7557 | 21.7557 | 21.7557 | 21.7557 | 21.7557 | 21.7557 | 21.7557 | 21.7557 | 21.7557 | 21.7557 | 21.7557 | 21.7557 | 21.7557 | 21.7557 | 21.7557 | 21.7557
129 | 2458.3972 | 0 | 0 | 0 | 0 | 0 | 0 | 0 | 0 | 0 | 0 | 0 | 0 | 0 | 0 | 0 | 0 | 0 | 0 | 0 | 0 | 0 | 0 | 0 | 0 | 0 | 0 | 0 | 0 | 0 | 0 | 0 | 0 | 0 | 0 | 0 | 0 | 0 | 0 | 0 | 0 | 0 | 0 | 0 | 0 | 0 | 0 | 0 | 0 | 0 | 0 | 0 | 0 | 0 | 0 | 0 | 0 | 0 | 0 | 0 | 0 | 0 | 0 | 0 | 0 | 0 | 0 | 0 | 0 | 0 | 0 | 0 | 0 | 0 | 0 | 0 | 0 | 0 | 0 | 0 | 0 | 0 | 0 | 0 | 0 | 0 | 0 | 0 | 0 | 0 | 0 | 0 | 0 | 0 | 0 | 0 | 0 | 0 | 0 | 0 | 0 | 0 | 0 | 0 | 0 | 0 | 0 | 0 | 0 | 0 | 0 | 0 | 0 | 0 | 0 | 0 | 0 | 0 | 0 | 0 | 0 | 0 | 0 | 0 | 0 | 0 | 0 | 0 | 0 | 21.95 | 21.95 | 21.95 | 21.95 | 21.95 | 21.95 | 21.95 | 21.95 | 21.95 | 21.95 | 21.95 | 21.95 | 21.95 | 21.95 | 21.95 | 21.95 | 21.95 | 21.95 | 21.95 | 21.95 | 21.95 | 21.95 | 21.95 | 21.95 | 21.95 | 21.95 | 21.95 | 21.95 | 21.95 | 21.95 | 21.95 | 21.95 | 21.95 | 21.95 | 21.95 | 21.95 | 21.95 | 21.95 | 21.95 | 21.95 | 21.95 | 21.95 | 21.95 | 21.95 | 21.95 | 21.95 | 21.95 | 21.95 | 21.95 | 21.95 | 21.95 | 21.95 | 21.95 | 21.95 | 21.95 | 21.95 | 21.95 | 21.95 | 21.95 | 21.95 | 21.95 | 21.95 | 21.95 | 21.95 | 21.95 | 21.95 | 21.95 | 21.95 | 21.95 | 21.95 | 21.95 | 21.95 | 21.95 | 21.95 | 21.95 | 21.95 | 21.95 | 21.95 | 21.95 | 21.95 | 21.95 | 21.95 | 21.95 | 21.95 | 21.95 | 21.95 | 21.95 | 21.95 | 21.95 | 21.95 | 21.95 | 21.95 | 21.95 | 21.95 | 21.95 | 21.95 | 21.95 | 21.95 | 21.95 | 21.95 | 21.95 | 21.95 | 21.95 | 21.95 | 21.95 | 21.95 | 21.95 | 21.95 | 21.95 | 21.95 | 21.95 | 21.95
130 | 2458.3972 | 0 | 0 | 0 | 0 | 0 | 0 | 0 | 0 | 0 | 0 | 0 | 0 | 0 | 0 | 0 | 0 | 0 | 0 | 0 | 0 | 0 | 0 | 0 | 0 | 0 | 0 | 0 | 0 | 0 | 0 | 0 | 0 | 0 | 0 | 0 | 0 | 0 | 0 | 0 | 0 | 0 | 0 | 0 | 0 | 0 | 0 | 0 | 0 | 0 | 0 | 0 | 0 | 0 | 0 | 0 | 0 | 0 | 0 | 0 | 0 | 0 | 0 | 0 | 0 | 0 | 0 | 0 | 0 | 0 | 0 | 0 | 0 | 0 | 0 | 0 | 0 | 0 | 0 | 0 | 0 | 0 | 0 | 0 | 0 | 0 | 0 | 0 | 0 | 0 | 0 | 0 | 0 | 0 | 0 | 0 | 0 | 0 | 0 | 0 | 0 | 0 | 0 | 0 | 0 | 0 | 0 | 0 | 0 | 0 | 0 | 0 | 0 | 0 | 0 | 0 | 0 | 0 | 0 | 0 | 0 | 0 | 0 | 0 | 0 | 0 | 0 | 0 | 0 | 0 | 22.1477 | 22.1477 | 22.1477 | 22.1477 | 22.1477 | 22.1477 | 22.1477 | 22.1477 | 22.1477 | 22.1477 | 22.1477 | 22.1477 | 22.1477 | 22.1477 | 22.1477 | 22.1477 | 22.1477 | 22.1477 | 22.1477 | 22.1477 | 22.1477 | 22.1477 | 22.1477 | 22.1477 | 22.1477 | 22.1477 | 22.1477 | 22.1477 | 22.1477 | 22.1477 | 22.1477 | 22.1477 | 22.1477 | 22.1477 | 22.1477 | 22.1477 | 22.1477 | 22.1477 | 22.1477 | 22.1477 | 22.1477 | 22.1477 | 22.1477 | 22.1477 | 22.1477 | 22.1477 | 22.1477 | 22.1477 | 22.1477 | 22.1477 | 22.1477 | 22.1477 | 22.1477 | 22.1477 | 22.1477 | 22.1477 | 22.1477 | 22.1477 | 22.1477 | 22.1477 | 22.1477 | 22.1477 | 22.1477 | 22.1477 | 22.1477 | 22.1477 | 22.1477 | 22.1477 | 22.1477 | 22.1477 | 22.1477 | 22.1477 | 22.1477 | 22.1477 | 22.1477 | 22.1477 | 22.1477 | 22.1477 | 22.1477 | 22.1477 | 22.1477 | 22.1477 | 22.1477 | 22.1477 | 22.1477 | 22.1477 | 22.1477 | 22.1477 | 22.1477 | 22.1477 | 22.1477 | 22.1477 | 22.1477 | 22.1477 | 22.1477 | 22.1477 | 22.1477 | 22.1477 | 22.1477 | 22.1477 | 22.1477 | 22.1477 | 22.1477 | 22.1477 | 22.1477 | 22.1477 | 22.1477 | 22.1477 | 22.1477 | 22.1477 | 22.1477
131 | 1267.7061 | 0 | 0 | 0 | 0 | 0 | 0 | 0 | 0 | 0 | 0 | 0 | 0 | 0 | 0 | 0 | 0 | 0 | 0 | 0 | 0 | 0 | 0 | 0 | 0 | 0 | 0 | 0 | 0 | 0 | 0 | 0 | 0 | 0 | 0 | 0 | 0 | 0 | 0 | 0 | 0 | 0 | 0 | 0 | 0 | 0 | 0 | 0 | 0 | 0 | 0 | 0 | 0 | 0 | 0 | 0 | 0 | 0 | 0 | 0 | 0 | 0 | 0 | 0 | 0 | 0 | 0 | 0 | 0 | 0 | 0 | 0 | 0 | 0 | 0 | 0 | 0 | 0 | 0 | 0 | 0 | 0 | 0 | 0 | 0 | 0 | 0 | 0 | 0 | 0 | 0 | 0 | 0 | 0 | 0 | 0 | 0 | 0 | 0 | 0 | 0 | 0 | 0 | 0 | 0 | 0 | 0 | 0 | 0 | 0 | 0 | 0 | 0 | 0 | 0 | 0 | 0 | 0 | 0 | 0 | 0 | 0 | 0 | 0 | 0 | 0 | 0 | 0 | 0 | 0 | 0 | 11.5246 | 11.5246 | 11.5246 | 11.5246 | 11.5246 | 11.5246 | 11.5246 | 11.5246 | 11.5246 | 11.5246 | 11.5246 | 11.5246 | 11.5246 | 11.5246 | 11.5246 | 11.5246 | 11.5246 | 11.5246 | 11.5246 | 11.5246 | 11.5246 | 11.5246 | 11.5246 | 11.5246 | 11.5246 | 11.5246 | 11.5246 | 11.5246 | 11.5246 | 11.5246 | 11.5246 | 11.5246 | 11.5246 | 11.5246 | 11.5246 | 11.5246 | 11.5246 | 11.5246 | 11.5246 | 11.5246 | 11.5246 | 11.5246 | 11.5246 | 11.5246 | 11.5246 | 11.5246 | 11.5246 | 11.5246 | 11.5246 | 11.5246 | 11.5246 | 11.5246 | 11.5246 | 11.5246 | 11.5246 | 11.5246 | 11.5246 | 11.5246 | 11.5246 | 11.5246 | 11.5246 | 11.5246 | 11.5246 | 11.5246 | 11.5246 | 11.5246 | 11.5246 | 11.5246 | 11.5246 | 11.5246 | 11.5246 | 11.5246 | 11.5246 | 11.5246 | 11.5246 | 11.5246 | 11.5246 | 11.5246 | 11.5246 | 11.5246 | 11.5246 | 11.5246 | 11.5246 | 11.5246 | 11.5246 | 11.5246 | 11.5246 | 11.5246 | 11.5246 | 11.5246 | 11.5246 | 11.5246 | 11.5246 | 11.5246 | 11.5246 | 11.5246 | 11.5246 | 11.5246 | 11.5246 | 11.5246 | 11.5246 | 11.5246 | 11.5246 | 11.5246 | 11.5246 | 11.5246 | 11.5246 | 11.5246 | 11.5246 | 11.5246
132 | 1367.7061 | 0 | 0 | 0 | 0 | 0 | 0 | 0 | 0 | 0 | 0 | 0 | 0 | 0 | 0 | 0 | 0 | 0 | 0 | 0 | 0 | 0 | 0 | 0 | 0 | 0 | 0 | 0 | 0 | 0 | 0 | 0 | 0 | 0 | 0 | 0 | 0 | 0 | 0 | 0 | 0 | 0 | 0 | 0 | 0 | 0 | 0 | 0 | 0 | 0 | 0 | 0 | 0 | 0 | 0 | 0 | 0 | 0 | 0 | 0 | 0 | 0 | 0 | 0 | 0 | 0 | 0 | 0 | 0 | 0 | 0 | 0 | 0 | 0 | 0 | 0 | 0 | 0 | 0 | 0 | 0 | 0 | 0 | 0 | 0 | 0 | 0 | 0 | 0 | 0 | 0 | 0 | 0 | 0 | 0 | 0 | 0 | 0 | 0 | 0 | 0 | 0 | 0 | 0 | 0 | 0 | 0 | 0 | 0 | 0 | 0 | 0 | 0 | 0 | 0 | 0 | 0 | 0 | 0 | 0 | 0 | 0 | 0 | 0 | 0 | 0 | 0 | 0 | 0 | 0 | 0 | 0 | 12.5478 | 12.5478 | 12.5478 | 12.5478 | 12.5478 | 12.5478 | 12.5478 | 12.5478 | 12.5478 | 12.5478 | 12.5478 | 12.5478 | 12.5478 | 12.5478 | 12.5478 | 12.5478 | 12.5478 | 12.5478 | 12.5478 | 12.5478 | 12.5478 | 12.5478 | 12.5478 | 12.5478 | 12.5478 | 12.5478 | 12.5478 | 12.5478 | 12.5478 | 12.5478 | 12.5478 | 12.5478 | 12.5478 | 12.5478 | 12.5478 | 12.5478 | 12.5478 | 12.5478 | 12.5478 | 12.5478 | 12.5478 | 12.5478 | 12.5478 | 12.5478 | 12.5478 | 12.5478 | 12.5478 | 12.5478 | 12.5478 | 12.5478 | 12.5478 | 12.5478 | 12.5478 | 12.5478 | 12.5478 | 12.5478 | 12.5478 | 12.5478 | 12.5478 | 12.5478 | 12.5478 | 12.5478 | 12.5478 | 12.5478 | 12.5478 | 12.5478 | 12.5478 | 12.5478 | 12.5478 | 12.5478 | 12.5478 | 12.5478 | 12.5478 | 12.5478 | 12.5478 | 12.5478 | 12.5478 | 12.5478 | 12.5478 | 12.5478 | 12.5478 | 12.5478 | 12.5478 | 12.5478 | 12.5478 | 12.5478 | 12.5478 | 12.5478 | 12.5478 | 12.5478 | 12.5478 | 12.5478 | 12.5478 | 12.5478 | 12.5478 | 12.5478 | 12.5478 | 12.5478 | 12.5478 | 12.5478 | 12.5478 | 12.5478 | 12.5478 | 12.5478 | 12.5478 | 12.5478 | 12.5478 | 12.5478 | 12.5478
Projeto para Estruturação da PPP de Eficiência Energética
CATALÃO/GO

## OPEX
OPERATIONAL EXPENDITURE (OPEX)
Code | Descrição | Tipo | Valor Unitário | Fonte | Aplicação (toda concessão) | OPEX
Administração Central
GER | Gerente de Contrato | Proprio | 15391.8 |  | 1 | 15391.8
ENG | Eng. Eletricista | Proprio | 15391.8 |  | 1 | 15391.8
Equipe Própria
ELEXT | Encarregado Eletricista Externo | Proprio | 6000 |  | 1 | 6000
ELPRED | Encarregado Eletricista Predial | Proprio | 6000 |  | 1 | 6000
AJEXT | Ajudante Eletricista Externo | Proprio | 3500 |  | 3 | 10500
AJPRED | Ajudante Eletricista Predial | Proprio | 3500 |  | 2 | 7000
AJUFV | Ajudante Eletricista UFV | Proprio | 3500 |  | 1 | 3500
ALMOX | Aux. Administrativo & Almox | Proprio | 2500 |  | 1 | 2500
Terceiros
JUR | Acompanhamento Jurídico | Serv. Adquiridos | 2500 |  | 1 | 2500
CONT | Acompanhamento Contabil | Serv. Adquiridos | 1000 |  | 1 | 1000
SEG | Segurança - Almoxarifado | Serv. Adquiridos | 1000 |  | 1 | 1000
LIMP | Limpeza - Almoxarifado | Serv. Adquiridos | 1000 |  | 1 | 1000
VI | Verificador Independente | Serv. Adquiridos | 20000 |  | 1 | 20000
SEG | Seguros | Serv. Adquiridos | 10000 |  | 1 | 10000
Frota
CAM | Caminhão Aluguel | Serv. Adquiridos | 11000 |  | 1 | 11000
UTI | Utilitário Leve - Aluguel | Serv. Adquiridos | 3000 |  | 1 | 3000
LEV | Automóvel Leve - Aluguel | Serv. Adquiridos | 2500 |  | 1 | 2500
MOT | Motocicleta - Aluguel | Serv. Adquiridos | 1000 |  | 1 | 1000
COMB | Combustível | Insumos | 5000 |  | 1 | 5000 | 400l Diesel + 400l Gasolina
Imovel
GALP | Aluguel de Galpão | Serv. Adquiridos | 4000 |  | 1 | 4000
Goutros | IPTU, Seguros, Telefonia, Água, Energia Elétrica, Manutenção | Insumos | 1500 |  | 1 | 1500
Sistemas
SIGEE | Sistema Integrado de Gestão - Eficiência Energética | Serv. Adquiridos | 7000 |  | 1 | 7000
CALL | Call Center | Serv. Adquiridos | 4000 |  | 1 | 4000
TG | Telegestão | Serv. Adquiridos | 1 |  | 18257 | 18257
| TOTAL |  |  |  |  | 159040.6
Projeto para Estruturação da PPP de Eficiência Energética
CATALÃO/GO

## BCE
Bônus de Economia de Energia (BCE)
Descrição | Referência | Meta R$ | Meta % | BCE
Custo Mensal com Energia - SAE (baseado em 2023) | 642309.955 | 54405.7388 | 8.47% | 0
Custo Mensal com Energia - Iluminação Pública | 467584.8819 | 333989.2013 | 71.43% | 0
Custo Mensal com Energia - Outros Sec. Infra. (baseado em 2023) | 329127.5948 | 90000 | 27.35% | 0
Custo Mensal com Energia - Sec. Adm. (baseado em 2023) | 140312.52 | 30000 | 21.38% | 0
Custo Mensal com Energia - FMS (baseado em 2023) | 34549.7242 | 12500 | 36.18% | 0
Custo Mensal com Energia - Sec. Educação, Assist. Social e Câmara (baseado 2023) | 18926.8017 | 7500 | 39.63% | 0
TOTAL Mensal | 1632811.4775 | 528394.9401 | 32.36% | 0
TOTAL Anual | 19593737.73 | 6340739.2812 |  | 0
Projeto para Estruturação da PPP de Eficiência Energética
CATALÃO/GO

## Financiamento
Financiamento
MÊS | DESEMBOLSO | JUROS | PARCELA | AMORTIZAÇÃO | SALDO DEVEDOR | Ano | EBITDA | Serviço da Dívida |  | ICSD
1 | 1050 | 0 | 0 | 0 | 1050 |  |  | Juros Pagos | Amortização
2 | 140 | 6.1334 | 6.1334 | 0 | 1190 | 1 | 2870.4896 | 323.6314 | 0 | -
3 | 140 | 6.9512 | 6.9512 | 0 | 1330 | 2 | 2870.4896 | 815.6837 | 0 | -
4 | 140 | 7.769 | 7.769 | 0 | 1470 | 3 | 2870.4896 | 817.0029 | -41.5853 | 3.7019
5 | 1506.2062 | 8.5867 | 8.5867 | 0 | 2976.2062 | 4 | 2870.4896 | 820.0134 | -44.5957 | 3.7019
6 | 1506.2062 | 17.385 | 17.385 | 0 | 4482.4124 | 5 | 2870.4896 | 823.2417 | -47.8241 | 3.7019
7 | 1485.7537 | 26.1832 | 26.1832 | 0 | 5968.166 | 6 | 2870.4896 | 826.7038 | -51.2862 | 3.7019
8 | 1389.7791 | 34.862 | 34.862 | 0 | 7357.9452 | 7 | 2870.4896 | 830.4166 | -54.9989 | 3.7019
9 | 1389.7791 | 42.9802 | 42.9802 | 0 | 8747.7243 | 8 | 2870.4896 | 834.3981 | -58.9804 | 3.7019
10 | 1389.7791 | 51.0983 | 51.0983 | 0 | 10137.5034 | 9 | 2870.4896 | 838.6678 | -63.2501 | 3.7019
11 | 556.2954 | 59.2165 | 59.2165 | 0 | 10693.7988 | 10 | 2870.4896 | 843.2466 | -67.829 | 3.7019
12 | 942.8819 | 62.466 | 62.466 | 0 | 11636.6807 | 11 | 2906.0788 | 0 | 0 | -
13 | 0 | 67.9736 | 67.9736 | 0 | 11636.6807 | 12 | 2906.0788 | 0 | 0 | -
14 | 0 | 67.9736 | 67.9736 | 0 | 11636.6807 | 13 | 2906.0788 | 0 | 0 | -
15 | 0 | 67.9736 | 67.9736 | 0 | 11636.6807 | 14 | 2906.0788 | 0 | 0 | -
16 | 0 | 67.9736 | 67.9736 | 0 | 11636.6807 | 15 | 2906.0788 | 0 | 0 | -
17 | 0 | 67.9736 | 67.9736 | 0 | 11636.6807 | 16 | 2906.0788 | 0 | 0 | -
18 | 0 | 67.9736 | 67.9736 | 0 | 11636.6807 | 17 | 2906.0788 | 0 | 0 | -
19 | 0 | 67.9736 | 67.9736 | 0 | 11636.6807 | 18 | 2906.0788 | 0 | 0 | -
20 | 0 | 67.9736 | 67.9736 | 0 | 11636.6807
21 | 0 | 67.9736 | 67.9736 | 0 | 11636.6807
22 | 0 | 67.9736 | 67.9736 | 0 | 11636.6807
23 | 0 | 67.9736 | 67.9736 | 0 | 11636.6807
24 | 0 | 67.9736 | 67.9736 | 0 | 11636.6807
25 | 0 | 67.9736 | 64.6181 | -3.3555 | 11640.0362
26 | 0 | 67.9932 | 64.6181 | -3.3751 | 11643.4113
27 | 0 | 68.013 | 64.6181 | -3.3948 | 11646.8061
28 | 0 | 68.0328 | 64.6181 | -3.4147 | 11650.2208
29 | 0 | 68.0527 | 64.6181 | -3.4346 | 11653.6554
30 | 0 | 68.0728 | 64.6181 | -3.4547 | 11657.11
31 | 0 | 68.093 | 64.6181 | -3.4748 | 11660.5849
32 | 0 | 68.1133 | 64.6181 | -3.4951 | 11664.08
33 | 0 | 68.1337 | 64.6181 | -3.5156 | 11667.5956
34 | 0 | 68.1542 | 64.6181 | -3.5361 | 11671.1317
35 | 0 | 68.1749 | 64.6181 | -3.5567 | 11674.6884
36 | 0 | 68.1957 | 64.6181 | -3.5775 | 11678.2659
37 | 0 | 68.2166 | 64.6181 | -3.5984 | 11681.8644
38 | 0 | 68.2376 | 64.6181 | -3.6194 | 11685.4838
39 | 0 | 68.2587 | 64.6181 | -3.6406 | 11689.1244
40 | 0 | 68.28 | 64.6181 | -3.6618 | 11692.7862
41 | 0 | 68.3014 | 64.6181 | -3.6832 | 11696.4695
42 | 0 | 68.3229 | 64.6181 | -3.7048 | 11700.1742
43 | 0 | 68.3445 | 64.6181 | -3.7264 | 11703.9006
44 | 0 | 68.3663 | 64.6181 | -3.7482 | 11707.6488
45 | 0 | 68.3882 | 64.6181 | -3.7701 | 11711.4188
46 | 0 | 68.4102 | 64.6181 | -3.7921 | 11715.2109
47 | 0 | 68.4324 | 64.6181 | -3.8142 | 11719.0251
48 | 0 | 68.4546 | 64.6181 | -3.8365 | 11722.8616
49 | 0 | 68.4771 | 64.6181 | -3.8589 | 11726.7206
50 | 0 | 68.4996 | 64.6181 | -3.8815 | 11730.602
51 | 0 | 68.5223 | 64.6181 | -3.9041 | 11734.5062
52 | 0 | 68.5451 | 64.6181 | -3.9269 | 11738.4331
53 | 0 | 68.568 | 64.6181 | -3.9499 | 11742.383
54 | 0 | 68.5911 | 64.6181 | -3.9729 | 11746.3559
55 | 0 | 68.6143 | 64.6181 | -3.9962 | 11750.3521
56 | 0 | 68.6376 | 64.6181 | -4.0195 | 11754.3716
57 | 0 | 68.6611 | 64.6181 | -4.043 | 11758.4145
58 | 0 | 68.6847 | 64.6181 | -4.0666 | 11762.4811
59 | 0 | 68.7085 | 64.6181 | -4.0903 | 11766.5715
60 | 0 | 68.7324 | 64.6181 | -4.1142 | 11770.6857
61 | 0 | 68.7564 | 64.6181 | -4.1383 | 11774.824
62 | 0 | 68.7806 | 64.6181 | -4.1624 | 11778.9865
63 | 0 | 68.8049 | 64.6181 | -4.1868 | 11783.1732
64 | 0 | 68.8294 | 64.6181 | -4.2112 | 11787.3844
65 | 0 | 68.854 | 64.6181 | -4.2358 | 11791.6203
66 | 0 | 68.8787 | 64.6181 | -4.2606 | 11795.8808
67 | 0 | 68.9036 | 64.6181 | -4.2854 | 11800.1663
68 | 0 | 68.9286 | 64.6181 | -4.3105 | 11804.4767
69 | 0 | 68.9538 | 64.6181 | -4.3357 | 11808.8124
70 | 0 | 68.9791 | 64.6181 | -4.361 | 11813.1734
71 | 0 | 69.0046 | 64.6181 | -4.3865 | 11817.5598
72 | 0 | 69.0302 | 64.6181 | -4.4121 | 11821.9719
73 | 0 | 69.056 | 64.6181 | -4.4379 | 11826.4098
74 | 0 | 69.0819 | 64.6181 | -4.4638 | 11830.8736
75 | 0 | 69.108 | 64.6181 | -4.4899 | 11835.3634
76 | 0 | 69.1342 | 64.6181 | -4.5161 | 11839.8795
77 | 0 | 69.1606 | 64.6181 | -4.5425 | 11844.4219
78 | 0 | 69.1871 | 64.6181 | -4.569 | 11848.9909
79 | 0 | 69.2138 | 64.6181 | -4.5957 | 11853.5866
80 | 0 | 69.2407 | 64.6181 | -4.6225 | 11858.2091
81 | 0 | 69.2677 | 64.6181 | -4.6495 | 11862.8587
82 | 0 | 69.2948 | 64.6181 | -4.6767 | 11867.5354
83 | 0 | 69.3221 | 64.6181 | -4.704 | 11872.2394
84 | 0 | 69.3496 | 64.6181 | -4.7315 | 11876.9708
85 | 0 | 69.3773 | 64.6181 | -4.7591 | 11881.73
86 | 0 | 69.4051 | 64.6181 | -4.7869 | 11886.5169
87 | 0 | 69.433 | 64.6181 | -4.8149 | 11891.3318
88 | 0 | 69.4611 | 64.6181 | -4.843 | 11896.1748
89 | 0 | 69.4894 | 64.6181 | -4.8713 | 11901.0461
90 | 0 | 69.5179 | 64.6181 | -4.8998 | 11905.9458
91 | 0 | 69.5465 | 64.6181 | -4.9284 | 11910.8742
92 | 0 | 69.5753 | 64.6181 | -4.9572 | 11915.8313
93 | 0 | 69.6043 | 64.6181 | -4.9861 | 11920.8175
94 | 0 | 69.6334 | 64.6181 | -5.0152 | 11925.8327
95 | 0 | 69.6627 | 64.6181 | -5.0445 | 11930.8772
96 | 0 | 69.6921 | 64.6181 | -5.074 | 11935.9513
97 | 0 | 69.7218 | 64.6181 | -5.1036 | 11941.0549
98 | 0 | 69.7516 | 64.6181 | -5.1335 | 11946.1884
99 | 0 | 69.7816 | 64.6181 | -5.1634 | 11951.3518
100 | 0 | 69.8117 | 64.6181 | -5.1936 | 11956.5454
101 | 0 | 69.8421 | 64.6181 | -5.2239 | 11961.7693
102 | 0 | 69.8726 | 64.6181 | -5.2545 | 11967.0238
103 | 0 | 69.9033 | 64.6181 | -5.2851 | 11972.3089
104 | 0 | 69.9342 | 64.6181 | -5.316 | 11977.625
105 | 0 | 69.9652 | 64.6181 | -5.3471 | 11982.972
106 | 0 | 69.9964 | 64.6181 | -5.3783 | 11988.3503
107 | 0 | 70.0279 | 64.6181 | -5.4097 | 11993.7601
108 | 0 | 70.0595 | 64.6181 | -5.4413 | 11999.2014
109 | 0 | 70.0912 | 64.6181 | -5.4731 | 12004.6745
110 | 0 | 70.1232 | 64.6181 | -5.5051 | 12010.1796
111 | 0 | 70.1554 | 64.6181 | -5.5372 | 12015.7168
112 | 0 | 70.1877 | 64.6181 | -5.5696 | 12021.2864
113 | 0 | 70.2203 | 64.6181 | -5.6021 | 12026.8885
114 | 0 | 70.253 | 64.6181 | -5.6348 | 12032.5234
115 | 0 | 70.2859 | 64.6181 | -5.6678 | 12038.1911
116 | 0 | 70.319 | 64.6181 | -5.7009 | 12043.892
117 | 0 | 70.3523 | 64.6181 | -5.7342 | 12049.6261
118 | 0 | 70.3858 | 64.6181 | -5.7677 | 12055.3938
119 | 0 | 70.4195 | 64.6181 | -5.8013 | 12061.1951
120 | 0 | 70.4534 | 64.6181 | -5.8352 | 12067.0304
Projeto para Estruturação da PPP de Eficiência Energética
CATALÃO/GO

## WACC
Custo Médio Ponderado do Capital (WACC)
CAPM (Capital Asset Pricing Model) | Base de Cálculo (racional) | Alíquota (%) | Fonte
Beta Base [βBASE] | Beta publicado pelo professor Aswath Damodaran para o setor de Equipamentos Semicondutores em mercados emergentes, média dos últimos 5 anos (2019 a 2023). | 1.93 | https://pages.stern.nyu.edu/~adamodar/pc/datasets/betaemerg.xls
Beta [β] | Beta Base ajustado para o contexto brasileiro, utilizando os dados de alavancagem e de imposto de renda assumidos neste estudo. | 2
Taxa de Retorno de Mercado [Rm] | Taxa média de retorno do índice S&P500 (média aritmética dos últimos 15 anos do índice, entre 01/09/2008 e 31/08/2023. | 8.739% | https://investor.spglobal.com/stock-dividends/historical-price-lookup/default.aspx
Taxa Livre de Risco [Rf] | A Taxa Livre de Risco foi calculada como o bônus do governo dos EUA com prazo de vencimento de dez anos (US T-Bond 10 years - TMUBMUSD10Y) entre (15/08/2023 e 15/08/2033). Utilizou-se a última emissão disponível. | 3.875% | https://www.marketwatch.com/investing/bond/tmubmusd10y?countrycode=bx
Prêmio de Risco de Mercado [Rm-Rf] | Taxa de Retorno de Mercado menos a taxa livre de risco. | 4.864% | -
Prêmio de Risco Brasil [Rp] | Prêmio conforme indicador EMBI+, que representa o desempenho dos títulos do Brasil em relação aos títulos do Tesouro dos Estados Unidos. Utilizou-se a média aritmética dos últimos 15 anos entre 01/09/2008 e 31/08/2023. | 2.708% | http://www.ipeadata.gov.br/ExibeSerie.aspx?serid=40940&module=M
Inflação Americana [iUS] | Média do CPI (Consumer Price Index) projetado para o ano inicial da PPP. | 2.7% | https://www.federalreserve.gov/econres/notes/feds-notes/a-bayesian-update-on-inflation-and-inflation-persistence-20230707.html
Inflação Brasileira [iBR] | Média do IPCA (Índice Nacional de Preços ao Consumidor Amplo) projetado para o ano inicial da PPP. | 3.91% | https://www.bcb.gov.br/content/focus/focus/R20231103.pdf
Diferencial de Inflação (I) | Calculado a partir da inflação brasileira e americana. | 1.178% | Δi = (1+iBR)/(1+iUS)
| CAPM Nominal (KeNUS) (em US$) | 16.31% | KeNUS = Rf + β x (Rm-Rf) + Rp
| CAPM Nominal (KeNBR) (em R$)[2] | 17.68% | KeNBR = (1+KeNUS) x (1+ Δi) -1
| CAPM Real (KeR) (em R$)[3] | 13.25% | KeRBR = (1+KeNBR) / (1+iBR) -1
| Premissas | Valores (todos)
| Custo bruto da dívida (Kb Real) | 7.239%
| Alíquota de imposto de renda (t) | 15%
| Custo de Capital de Terceiros Real (Kd Real) | 6.153%
| Premissas – em termos reais | Valores
| Custo de Capital Próprio Real (Ke) | 13.25%
| % Participação de Capital Próprio | 30%
| Custo de Capital de Terceiros Real (Kd) | 6.153%
| % Participação de Capital de Terceiros | 70%
| Impostos sobre Renda (Tc) | 15%
| Custo Médio Ponderado do Capital (WACC) | 8.283%
Projeto para Estruturação da PPP de Eficiência Energética
CATALÃO/GO

## Demonstrativos (Mensal)
Demonstrativos
#REF!
Ano | 1 | 1 | 1 | 1 | 1 | 1 | 1 | 1 | 1 | 1 | 1 | 1 | 2 | 2 | 2 | 2 | 2 | 2 | 2 | 2 | 2 | 2 | 2 | 2 | 3 | 3 | 3 | 3 | 3 | 3 | 3 | 3 | 3 | 3 | 3 | 3 | 4 | 4 | 4 | 4 | 4 | 4 | 4 | 4 | 4 | 4 | 4 | 4 | 5 | 5 | 5 | 5 | 5 | 5 | 5 | 5 | 5 | 5 | 5 | 5 | 6 | 6 | 6 | 6 | 6 | 6 | 6 | 6 | 6 | 6 | 6 | 6 | 7 | 7 | 7 | 7 | 7 | 7 | 7 | 7 | 7 | 7 | 7 | 7 | 8 | 8 | 8 | 8 | 8 | 8 | 8 | 8 | 8 | 8 | 8 | 8 | 9 | 9 | 9 | 9 | 9 | 9 | 9 | 9 | 9 | 9 | 9 | 9 | 10 | 10 | 10 | 10 | 10 | 10 | 10 | 10 | 10 | 10 | 10 | 10 | 11 | 11 | 11 | 11 | 11 | 11 | 11 | 11 | 11 | 11 | 11 | 11 | 12 | 12 | 12 | 12 | 12 | 12 | 12 | 12 | 12 | 12 | 12 | 12 | 13 | 13 | 13 | 13 | 13 | 13 | 13 | 13 | 13 | 13 | 13 | 13 | 14 | 14 | 14 | 14 | 14 | 14 | 14 | 14 | 14 | 14 | 14 | 14 | 15 | 15 | 15 | 15 | 15 | 15 | 15 | 15 | 15 | 15 | 15 | 15 | 16 | 16 | 16 | 16 | 16 | 16 | 16 | 16 | 16 | 16 | 16 | 16 | 17 | 17 | 17 | 17 | 17 | 17 | 17 | 17 | 17 | 17 | 17 | 17 | 18 | 18 | 18 | 18 | 18 | 18 | 18 | 18 | 18 | 18 | 18 | 18 | 19 | 19 | 19 | 19 | 19 | 19 | 19 | 19 | 19 | 19 | 19 | 19 | 20 | 20 | 20 | 20 | 20 | 20 | 20 | 20 | 20 | 20 | 20 | 20
Mês | 1 | 2 | 3 | 4 | 5 | 6 | 7 | 8 | 9 | 10 | 11 | 12 | 13 | 14 | 15 | 16 | 17 | 18 | 19 | 20 | 21 | 22 | 23 | 24 | 25 | 26 | 27 | 28 | 29 | 30 | 31 | 32 | 33 | 34 | 35 | 36 | 37 | 38 | 39 | 40 | 41 | 42 | 43 | 44 | 45 | 46 | 47 | 48 | 49 | 50 | 51 | 52 | 53 | 54 | 55 | 56 | 57 | 58 | 59 | 60 | 61 | 62 | 63 | 64 | 65 | 66 | 67 | 68 | 69 | 70 | 71 | 72 | 73 | 74 | 75 | 76 | 77 | 78 | 79 | 80 | 81 | 82 | 83 | 84 | 85 | 86 | 87 | 88 | 89 | 90 | 91 | 92 | 93 | 94 | 95 | 96 | 97 | 98 | 99 | 100 | 101 | 102 | 103 | 104 | 105 | 106 | 107 | 108 | 109 | 110 | 111 | 112 | 113 | 114 | 115 | 116 | 117 | 118 | 119 | 120 | 121 | 122 | 123 | 124 | 125 | 126 | 127 | 128 | 129 | 130 | 131 | 132 | 133 | 134 | 135 | 136 | 137 | 138 | 139 | 140 | 141 | 142 | 143 | 144 | 145 | 146 | 147 | 148 | 149 | 150 | 151 | 152 | 153 | 154 | 155 | 156 | 157 | 158 | 159 | 160 | 161 | 162 | 163 | 164 | 165 | 166 | 167 | 168 | 169 | 170 | 171 | 172 | 173 | 174 | 175 | 176 | 177 | 178 | 179 | 180 | 181 | 182 | 183 | 184 | 185 | 186 | 187 | 188 | 189 | 190 | 191 | 192 | 193 | 194 | 195 | 196 | 197 | 198 | 199 | 200 | 201 | 202 | 203 | 204 | 205 | 206 | 207 | 208 | 209 | 210 | 211 | 212 | 213 | 214 | 215 | 216 | 217 | 218 | 219 | 220 | 221 | 222 | 223 | 224 | 225 | 226 | 227 | 228 | 229 | 230 | 231 | 232 | 233 | 234 | 235 | 236 | 237 | 238 | 239 | 240
Fase | Preliminar | Preliminar | Preliminar | Preliminar | Transição | Transição | Modernização | Modernização | Modernização | Modernização | Modernização | Modernização | Modernização | Modernização | Modernização | Modernização | Modernização | Modernização | Operação | Operação | Operação | Operação | Operação | Operação | Operação | Operação | Operação | Operação | Operação | Operação | Operação | Operação | Operação | Operação | Operação | Operação | Operação | Operação | Operação | Operação | Operação | Operação | Operação | Operação | Operação | Operação | Operação | Operação | Operação | Operação | Operação | Operação | Operação | Operação | Operação | Operação | Operação | Operação | Operação | Operação | Operação | Operação | Operação | Operação | Operação | Operação | Operação | Operação | Operação | Operação | Operação | Operação | Operação | Operação | Operação | Operação | Operação | Operação | Operação | Operação | Operação | Operação | Operação | Operação | Operação | Operação | Operação | Operação | Operação | Operação | Operação | Operação | Operação | Operação | Operação | Operação | Operação | Operação | Operação | Operação | Operação | Operação | Operação | Operação | Operação | Operação | Operação | Operação | Operação | Operação | Operação | Operação | Operação | Operação | Operação | Operação | Operação | Operação | Operação | Operação | Operação | Operação | Operação | Operação | Operação | Operação | Operação | Operação | Operação | Operação | Operação | Operação | Operação | Operação | Operação | Operação | Operação | Operação | Operação | Operação | Operação | Operação | Operação | Operação | Operação | Operação | Operação | Operação | Operação | Operação | Operação | Operação | Operação | Operação | Operação | Operação | Operação | Operação | Operação | Operação | Operação | Operação | Operação | Operação | Operação | Operação | Operação | Operação | Operação | Operação | Operação | Operação | Operação | Operação | Operação | Operação | Operação | Operação | Operação | Operação | Operação | Operação | Operação | Operação | Operação | Operação | Operação | Operação | Operação | Operação | Operação | Operação | Operação | Operação | Operação | Operação | Operação | Operação | Operação | Operação | Operação | Operação | Operação | Operação | Operação | Operação | Operação | Operação | Operação | Operação | Operação | Operação | Operação | Operação | Operação | Operação | Operação | Operação | Operação | Operação | Operação | Operação | Operação | Operação | Operação | Operação | Operação | Operação | Operação | Operação | Operação | Operação | Operação | Operação | Operação | Operação | Operação | Operação | Operação | Operação
Contrato Vigente | 1 | 1 | 1 | 1 | 1 | 1 | 1 | 1 | 1 | 1 | 1 | 1 | 1 | 1 | 1 | 1 | 1 | 1 | 1 | 1 | 1 | 1 | 1 | 1 | 1 | 1 | 1 | 1 | 1 | 1 | 1 | 1 | 1 | 1 | 1 | 1 | 1 | 1 | 1 | 1 | 1 | 1 | 1 | 1 | 1 | 1 | 1 | 1 | 1 | 1 | 1 | 1 | 1 | 1 | 1 | 1 | 1 | 1 | 1 | 1 | 1 | 1 | 1 | 1 | 1 | 1 | 1 | 1 | 1 | 1 | 1 | 1 | 1 | 1 | 1 | 1 | 1 | 1 | 1 | 1 | 1 | 1 | 1 | 1 | 1 | 1 | 1 | 1 | 1 | 1 | 1 | 1 | 1 | 1 | 1 | 1 | 1 | 1 | 1 | 1 | 1 | 1 | 1 | 1 | 1 | 1 | 1 | 1 | 1 | 1 | 1 | 1 | 1 | 1 | 1 | 1 | 1 | 1 | 1 | 1 | 1 | 1 | 1 | 1 | 1 | 1 | 1 | 1 | 1 | 1 | 1 | 1 | 1 | 1 | 1 | 1 | 1 | 1 | 1 | 1 | 1 | 1 | 1 | 1 | 1 | 1 | 1 | 1 | 1 | 1 | 1 | 1 | 1 | 1 | 1 | 1 | 1 | 1 | 1 | 1 | 1 | 1 | 1 | 1 | 1 | 1 | 1 | 1 | 1 | 1 | 1 | 1 | 1 | 1 | 1 | 1 | 1 | 1 | 1 | 1 | 1 | 1 | 1 | 1 | 1 | 1 | 1 | 1 | 1 | 1 | 1 | 1 | 1 | 1 | 1 | 1 | 1 | 1 | 1 | 1 | 1 | 1 | 1 | 1 | 1 | 1 | 1 | 1 | 1 | 1 | 1 | 1 | 1 | 1 | 1 | 1 | 1 | 1 | 1 | 1 | 1 | 1 | 1 | 1 | 1 | 1 | 1 | 1 | 1 | 1 | 1 | 1 | 1 | 1 | 1 | 1 | 1 | 1 | 1 | 1
Regime Tributário | REAL | REAL | REAL | REAL | REAL | REAL | REAL | REAL | REAL | REAL | REAL | REAL | REAL | REAL | REAL | REAL | REAL | REAL | REAL | REAL | REAL | REAL | REAL | REAL | REAL | REAL | REAL | REAL | REAL | REAL | REAL | REAL | REAL | REAL | REAL | REAL | REAL | REAL | REAL | REAL | REAL | REAL | REAL | REAL | REAL | REAL | REAL | REAL | REAL | REAL | REAL | REAL | REAL | REAL | REAL | REAL | REAL | REAL | REAL | REAL | REAL | REAL | REAL | REAL | REAL | REAL | REAL | REAL | REAL | REAL | REAL | REAL | REAL | REAL | REAL | REAL | REAL | REAL | REAL | REAL | REAL | REAL | REAL | REAL | REAL | REAL | REAL | REAL | REAL | REAL | REAL | REAL | REAL | REAL | REAL | REAL | REAL | REAL | REAL | REAL | REAL | REAL | REAL | REAL | REAL | REAL | REAL | REAL | REAL | REAL | REAL | REAL | REAL | REAL | REAL | REAL | REAL | REAL | REAL | REAL | REAL | REAL | REAL | REAL | REAL | REAL | REAL | REAL | REAL | REAL | REAL | REAL | REAL | REAL | REAL | REAL | REAL | REAL | REAL | REAL | REAL | REAL | REAL | REAL | REAL | REAL | REAL | REAL | REAL | REAL | REAL | REAL | REAL | REAL | REAL | REAL | REAL | REAL | REAL | REAL | REAL | REAL | REAL | REAL | REAL | REAL | REAL | REAL | REAL | REAL | REAL | REAL | REAL | REAL | REAL | REAL | REAL | REAL | REAL | REAL | REAL | REAL | REAL | REAL | REAL | REAL | REAL | REAL | REAL | REAL | REAL | REAL | REAL | REAL | REAL | REAL | REAL | REAL | REAL | REAL | REAL | REAL | REAL | REAL | REAL | REAL | REAL | REAL | REAL | REAL | REAL | REAL | REAL | REAL | REAL | REAL | REAL | REAL | REAL | REAL | REAL | REAL | REAL | REAL | REAL | REAL | REAL | REAL | REAL | REAL | REAL | REAL | REAL | REAL | REAL | REAL | REAL | REAL | REAL | REAL
(1) RECEITAS TRIBUTÁVEIS | 507.9596 | 507.9596 | 507.9596 | 507.9596 | 507.9596 | 507.9596 | 507.9596 | 507.9596 | 507.9596 | 507.9596 | 507.9596 | 507.9596 | 507.9596 | 507.9596 | 507.9596 | 507.9596 | 507.9596 | 507.9596 | 507.9596 | 507.9596 | 507.9596 | 507.9596 | 507.9596 | 507.9596 | 507.9596 | 507.9596 | 507.9596 | 507.9596 | 507.9596 | 507.9596 | 507.9596 | 507.9596 | 507.9596 | 507.9596 | 507.9596 | 507.9596 | 507.9596 | 507.9596 | 507.9596 | 507.9596 | 507.9596 | 507.9596 | 507.9596 | 507.9596 | 507.9596 | 507.9596 | 507.9596 | 507.9596 | 507.9596 | 507.9596 | 507.9596 | 507.9596 | 507.9596 | 507.9596 | 507.9596 | 507.9596 | 507.9596 | 507.9596 | 507.9596 | 507.9596 | 507.9596 | 507.9596 | 507.9596 | 507.9596 | 507.9596 | 507.9596 | 507.9596 | 507.9596 | 507.9596 | 507.9596 | 507.9596 | 507.9596 | 507.9596 | 507.9596 | 507.9596 | 507.9596 | 507.9596 | 507.9596 | 507.9596 | 507.9596 | 507.9596 | 507.9596 | 507.9596 | 507.9596 | 507.9596 | 507.9596 | 507.9596 | 507.9596 | 507.9596 | 507.9596 | 507.9596 | 507.9596 | 507.9596 | 507.9596 | 507.9596 | 507.9596 | 507.9596 | 507.9596 | 507.9596 | 507.9596 | 507.9596 | 507.9596 | 507.9596 | 507.9596 | 507.9596 | 507.9596 | 507.9596 | 507.9596 | 507.9596 | 507.9596 | 507.9596 | 507.9596 | 507.9596 | 507.9596 | 507.9596 | 507.9596 | 507.9596 | 507.9596 | 507.9596 | 507.9596 | 507.9596 | 507.9596 | 507.9596 | 507.9596 | 507.9596 | 507.9596 | 507.9596 | 507.9596 | 507.9596 | 507.9596 | 507.9596 | 507.9596 | 507.9596 | 507.9596 | 507.9596 | 507.9596 | 507.9596 | 507.9596 | 507.9596 | 507.9596 | 507.9596 | 507.9596 | 507.9596 | 507.9596 | 507.9596 | 507.9596 | 507.9596 | 507.9596 | 507.9596 | 507.9596 | 507.9596 | 507.9596 | 507.9596 | 507.9596 | 507.9596 | 507.9596 | 507.9596 | 507.9596 | 507.9596 | 507.9596 | 507.9596 | 507.9596 | 507.9596 | 507.9596 | 507.9596 | 507.9596 | 507.9596 | 507.9596 | 507.9596 | 507.9596 | 507.9596 | 507.9596 | 507.9596 | 507.9596 | 507.9596 | 507.9596 | 507.9596 | 507.9596 | 507.9596 | 507.9596 | 507.9596 | 507.9596 | 507.9596 | 507.9596 | 507.9596 | 507.9596 | 507.9596 | 507.9596 | 507.9596 | 507.9596 | 507.9596 | 507.9596 | 507.9596 | 507.9596 | 507.9596 | 507.9596 | 507.9596 | 507.9596 | 507.9596 | 507.9596 | 507.9596 | 507.9596 | 507.9596 | 507.9596 | 507.9596 | 507.9596 | 507.9596 | 507.9596 | 507.9596 | 507.9596 | 507.9596 | 507.9596 | 507.9596 | 507.9596 | 507.9596 | 507.9596 | 507.9596 | 507.9596 | 507.9596 | 507.9596 | 507.9596 | 507.9596 | 507.9596 | 507.9596 | 507.9596 | 507.9596 | 507.9596 | 507.9596 | 507.9596 | 507.9596 | 507.9596 | 507.9596 | 507.9596 | 507.9596 | 507.9596 | 507.9596 | 507.9596 | 507.9596 | 507.9596 | 507.9596
(+) Contraprestações - Serviços (OPEX) | 203.1838 | 203.1838 | 203.1838 | 203.1838 | 203.1838 | 203.1838 | 203.1838 | 203.1838 | 203.1838 | 203.1838 | 203.1838 | 203.1838 | 203.1838 | 203.1838 | 203.1838 | 203.1838 | 203.1838 | 203.1838 | 203.1838 | 203.1838 | 203.1838 | 203.1838 | 203.1838 | 203.1838 | 203.1838 | 203.1838 | 203.1838 | 203.1838 | 203.1838 | 203.1838 | 203.1838 | 203.1838 | 203.1838 | 203.1838 | 203.1838 | 203.1838 | 203.1838 | 203.1838 | 203.1838 | 203.1838 | 203.1838 | 203.1838 | 203.1838 | 203.1838 | 203.1838 | 203.1838 | 203.1838 | 203.1838 | 203.1838 | 203.1838 | 203.1838 | 203.1838 | 203.1838 | 203.1838 | 203.1838 | 203.1838 | 203.1838 | 203.1838 | 203.1838 | 203.1838 | 203.1838 | 203.1838 | 203.1838 | 203.1838 | 203.1838 | 203.1838 | 203.1838 | 203.1838 | 203.1838 | 203.1838 | 203.1838 | 203.1838 | 203.1838 | 203.1838 | 203.1838 | 203.1838 | 203.1838 | 203.1838 | 203.1838 | 203.1838 | 203.1838 | 203.1838 | 203.1838 | 203.1838 | 203.1838 | 203.1838 | 203.1838 | 203.1838 | 203.1838 | 203.1838 | 203.1838 | 203.1838 | 203.1838 | 203.1838 | 203.1838 | 203.1838 | 203.1838 | 203.1838 | 203.1838 | 203.1838 | 203.1838 | 203.1838 | 203.1838 | 203.1838 | 203.1838 | 203.1838 | 203.1838 | 203.1838 | 203.1838 | 203.1838 | 203.1838 | 203.1838 | 203.1838 | 203.1838 | 203.1838 | 203.1838 | 203.1838 | 203.1838 | 203.1838 | 203.1838 | 203.1838 | 203.1838 | 203.1838 | 203.1838 | 203.1838 | 203.1838 | 203.1838 | 203.1838 | 203.1838 | 203.1838 | 203.1838 | 203.1838 | 203.1838 | 203.1838 | 203.1838 | 203.1838 | 203.1838 | 203.1838 | 203.1838 | 203.1838 | 203.1838 | 203.1838 | 203.1838 | 203.1838 | 203.1838 | 203.1838 | 203.1838 | 203.1838 | 203.1838 | 203.1838 | 203.1838 | 203.1838 | 203.1838 | 203.1838 | 203.1838 | 203.1838 | 203.1838 | 203.1838 | 203.1838 | 203.1838 | 203.1838 | 203.1838 | 203.1838 | 203.1838 | 203.1838 | 203.1838 | 203.1838 | 203.1838 | 203.1838 | 203.1838 | 203.1838 | 203.1838 | 203.1838 | 203.1838 | 203.1838 | 203.1838 | 203.1838 | 203.1838 | 203.1838 | 203.1838 | 203.1838 | 203.1838 | 203.1838 | 203.1838 | 203.1838 | 203.1838 | 203.1838 | 203.1838 | 203.1838 | 203.1838 | 203.1838 | 203.1838 | 203.1838 | 203.1838 | 203.1838 | 203.1838 | 203.1838 | 203.1838 | 203.1838 | 203.1838 | 203.1838 | 203.1838 | 203.1838 | 203.1838 | 203.1838 | 203.1838 | 203.1838 | 203.1838 | 203.1838 | 203.1838 | 203.1838 | 203.1838 | 203.1838 | 203.1838 | 203.1838 | 203.1838 | 203.1838 | 203.1838 | 203.1838 | 203.1838 | 203.1838 | 203.1838 | 203.1838 | 203.1838 | 203.1838 | 203.1838 | 203.1838 | 203.1838 | 203.1838 | 203.1838 | 203.1838 | 203.1838 | 203.1838 | 203.1838 | 203.1838 | 203.1838 | 203.1838 | 203.1838 | 203.1838 | 203.1838
(+) CMM 1 - Assunção da UFV | 60.9552 | 60.9552 | 60.9552 | 60.9552 | 60.9552 | 60.9552 | 60.9552 | 60.9552 | 60.9552 | 60.9552 | 60.9552 | 60.9552 | 60.9552 | 60.9552 | 60.9552 | 60.9552 | 60.9552 | 60.9552 | 60.9552 | 60.9552 | 60.9552 | 60.9552 | 60.9552 | 60.9552 | 60.9552 | 60.9552 | 60.9552 | 60.9552 | 60.9552 | 60.9552 | 60.9552 | 60.9552 | 60.9552 | 60.9552 | 60.9552 | 60.9552 | 60.9552 | 60.9552 | 60.9552 | 60.9552 | 60.9552 | 60.9552 | 60.9552 | 60.9552 | 60.9552 | 60.9552 | 60.9552 | 60.9552 | 60.9552 | 60.9552 | 60.9552 | 60.9552 | 60.9552 | 60.9552 | 60.9552 | 60.9552 | 60.9552 | 60.9552 | 60.9552 | 60.9552 | 60.9552 | 60.9552 | 60.9552 | 60.9552 | 60.9552 | 60.9552 | 60.9552 | 60.9552 | 60.9552 | 60.9552 | 60.9552 | 60.9552 | 60.9552 | 60.9552 | 60.9552 | 60.9552 | 60.9552 | 60.9552 | 60.9552 | 60.9552 | 60.9552 | 60.9552 | 60.9552 | 60.9552 | 60.9552 | 60.9552 | 60.9552 | 60.9552 | 60.9552 | 60.9552 | 60.9552 | 60.9552 | 60.9552 | 60.9552 | 60.9552 | 60.9552 | 60.9552 | 60.9552 | 60.9552 | 60.9552 | 60.9552 | 60.9552 | 60.9552 | 60.9552 | 60.9552 | 60.9552 | 60.9552 | 60.9552 | 60.9552 | 60.9552 | 60.9552 | 60.9552 | 60.9552 | 60.9552 | 60.9552 | 60.9552 | 60.9552 | 60.9552 | 60.9552 | 60.9552 | 60.9552 | 60.9552 | 60.9552 | 60.9552 | 60.9552 | 60.9552 | 60.9552 | 60.9552 | 60.9552 | 60.9552 | 60.9552 | 60.9552 | 60.9552 | 60.9552 | 60.9552 | 60.9552 | 60.9552 | 60.9552 | 60.9552 | 60.9552 | 60.9552 | 60.9552 | 60.9552 | 60.9552 | 60.9552 | 60.9552 | 60.9552 | 60.9552 | 60.9552 | 60.9552 | 60.9552 | 60.9552 | 60.9552 | 60.9552 | 60.9552 | 60.9552 | 60.9552 | 60.9552 | 60.9552 | 60.9552 | 60.9552 | 60.9552 | 60.9552 | 60.9552 | 60.9552 | 60.9552 | 60.9552 | 60.9552 | 60.9552 | 60.9552 | 60.9552 | 60.9552 | 60.9552 | 60.9552 | 60.9552 | 60.9552 | 60.9552 | 60.9552 | 60.9552 | 60.9552 | 60.9552 | 60.9552 | 60.9552 | 60.9552 | 60.9552 | 60.9552 | 60.9552 | 60.9552 | 60.9552 | 60.9552 | 60.9552 | 60.9552 | 60.9552 | 60.9552 | 60.9552 | 60.9552 | 60.9552 | 60.9552 | 60.9552 | 60.9552 | 60.9552 | 60.9552 | 60.9552 | 60.9552 | 60.9552 | 60.9552 | 60.9552 | 60.9552 | 60.9552 | 60.9552 | 60.9552 | 60.9552 | 60.9552 | 60.9552 | 60.9552 | 60.9552 | 60.9552 | 60.9552 | 60.9552 | 60.9552 | 60.9552 | 60.9552 | 60.9552 | 60.9552 | 60.9552 | 60.9552 | 60.9552 | 60.9552 | 60.9552 | 60.9552 | 60.9552 | 60.9552 | 60.9552 | 60.9552 | 60.9552 | 60.9552 | 60.9552 | 60.9552 | 60.9552 | 60.9552
(+) CMM 2 - Assunção da Iluminação Pública | 81.2735 | 81.2735 | 81.2735 | 81.2735 | 81.2735 | 81.2735 | 81.2735 | 81.2735 | 81.2735 | 81.2735 | 81.2735 | 81.2735 | 81.2735 | 81.2735 | 81.2735 | 81.2735 | 81.2735 | 81.2735 | 81.2735 | 81.2735 | 81.2735 | 81.2735 | 81.2735 | 81.2735 | 81.2735 | 81.2735 | 81.2735 | 81.2735 | 81.2735 | 81.2735 | 81.2735 | 81.2735 | 81.2735 | 81.2735 | 81.2735 | 81.2735 | 81.2735 | 81.2735 | 81.2735 | 81.2735 | 81.2735 | 81.2735 | 81.2735 | 81.2735 | 81.2735 | 81.2735 | 81.2735 | 81.2735 | 81.2735 | 81.2735 | 81.2735 | 81.2735 | 81.2735 | 81.2735 | 81.2735 | 81.2735 | 81.2735 | 81.2735 | 81.2735 | 81.2735 | 81.2735 | 81.2735 | 81.2735 | 81.2735 | 81.2735 | 81.2735 | 81.2735 | 81.2735 | 81.2735 | 81.2735 | 81.2735 | 81.2735 | 81.2735 | 81.2735 | 81.2735 | 81.2735 | 81.2735 | 81.2735 | 81.2735 | 81.2735 | 81.2735 | 81.2735 | 81.2735 | 81.2735 | 81.2735 | 81.2735 | 81.2735 | 81.2735 | 81.2735 | 81.2735 | 81.2735 | 81.2735 | 81.2735 | 81.2735 | 81.2735 | 81.2735 | 81.2735 | 81.2735 | 81.2735 | 81.2735 | 81.2735 | 81.2735 | 81.2735 | 81.2735 | 81.2735 | 81.2735 | 81.2735 | 81.2735 | 81.2735 | 81.2735 | 81.2735 | 81.2735 | 81.2735 | 81.2735 | 81.2735 | 81.2735 | 81.2735 | 81.2735 | 81.2735 | 81.2735 | 81.2735 | 81.2735 | 81.2735 | 81.2735 | 81.2735 | 81.2735 | 81.2735 | 81.2735 | 81.2735 | 81.2735 | 81.2735 | 81.2735 | 81.2735 | 81.2735 | 81.2735 | 81.2735 | 81.2735 | 81.2735 | 81.2735 | 81.2735 | 81.2735 | 81.2735 | 81.2735 | 81.2735 | 81.2735 | 81.2735 | 81.2735 | 81.2735 | 81.2735 | 81.2735 | 81.2735 | 81.2735 | 81.2735 | 81.2735 | 81.2735 | 81.2735 | 81.2735 | 81.2735 | 81.2735 | 81.2735 | 81.2735 | 81.2735 | 81.2735 | 81.2735 | 81.2735 | 81.2735 | 81.2735 | 81.2735 | 81.2735 | 81.2735 | 81.2735 | 81.2735 | 81.2735 | 81.2735 | 81.2735 | 81.2735 | 81.2735 | 81.2735 | 81.2735 | 81.2735 | 81.2735 | 81.2735 | 81.2735 | 81.2735 | 81.2735 | 81.2735 | 81.2735 | 81.2735 | 81.2735 | 81.2735 | 81.2735 | 81.2735 | 81.2735 | 81.2735 | 81.2735 | 81.2735 | 81.2735 | 81.2735 | 81.2735 | 81.2735 | 81.2735 | 81.2735 | 81.2735 | 81.2735 | 81.2735 | 81.2735 | 81.2735 | 81.2735 | 81.2735 | 81.2735 | 81.2735 | 81.2735 | 81.2735 | 81.2735 | 81.2735 | 81.2735 | 81.2735 | 81.2735 | 81.2735 | 81.2735 | 81.2735 | 81.2735 | 81.2735 | 81.2735 | 81.2735 | 81.2735 | 81.2735 | 81.2735 | 81.2735 | 81.2735 | 81.2735 | 81.2735 | 81.2735 | 81.2735 | 81.2735 | 81.2735 | 81.2735 | 81.2735 | 81.2735 | 81.2735
(+) CMM 3 - Operação das iniciativas de EE | 60.9552 | 60.9552 | 60.9552 | 60.9552 | 60.9552 | 60.9552 | 60.9552 | 60.9552 | 60.9552 | 60.9552 | 60.9552 | 60.9552 | 60.9552 | 60.9552 | 60.9552 | 60.9552 | 60.9552 | 60.9552 | 60.9552 | 60.9552 | 60.9552 | 60.9552 | 60.9552 | 60.9552 | 60.9552 | 60.9552 | 60.9552 | 60.9552 | 60.9552 | 60.9552 | 60.9552 | 60.9552 | 60.9552 | 60.9552 | 60.9552 | 60.9552 | 60.9552 | 60.9552 | 60.9552 | 60.9552 | 60.9552 | 60.9552 | 60.9552 | 60.9552 | 60.9552 | 60.9552 | 60.9552 | 60.9552 | 60.9552 | 60.9552 | 60.9552 | 60.9552 | 60.9552 | 60.9552 | 60.9552 | 60.9552 | 60.9552 | 60.9552 | 60.9552 | 60.9552 | 60.9552 | 60.9552 | 60.9552 | 60.9552 | 60.9552 | 60.9552 | 60.9552 | 60.9552 | 60.9552 | 60.9552 | 60.9552 | 60.9552 | 60.9552 | 60.9552 | 60.9552 | 60.9552 | 60.9552 | 60.9552 | 60.9552 | 60.9552 | 60.9552 | 60.9552 | 60.9552 | 60.9552 | 60.9552 | 60.9552 | 60.9552 | 60.9552 | 60.9552 | 60.9552 | 60.9552 | 60.9552 | 60.9552 | 60.9552 | 60.9552 | 60.9552 | 60.9552 | 60.9552 | 60.9552 | 60.9552 | 60.9552 | 60.9552 | 60.9552 | 60.9552 | 60.9552 | 60.9552 | 60.9552 | 60.9552 | 60.9552 | 60.9552 | 60.9552 | 60.9552 | 60.9552 | 60.9552 | 60.9552 | 60.9552 | 60.9552 | 60.9552 | 60.9552 | 60.9552 | 60.9552 | 60.9552 | 60.9552 | 60.9552 | 60.9552 | 60.9552 | 60.9552 | 60.9552 | 60.9552 | 60.9552 | 60.9552 | 60.9552 | 60.9552 | 60.9552 | 60.9552 | 60.9552 | 60.9552 | 60.9552 | 60.9552 | 60.9552 | 60.9552 | 60.9552 | 60.9552 | 60.9552 | 60.9552 | 60.9552 | 60.9552 | 60.9552 | 60.9552 | 60.9552 | 60.9552 | 60.9552 | 60.9552 | 60.9552 | 60.9552 | 60.9552 | 60.9552 | 60.9552 | 60.9552 | 60.9552 | 60.9552 | 60.9552 | 60.9552 | 60.9552 | 60.9552 | 60.9552 | 60.9552 | 60.9552 | 60.9552 | 60.9552 | 60.9552 | 60.9552 | 60.9552 | 60.9552 | 60.9552 | 60.9552 | 60.9552 | 60.9552 | 60.9552 | 60.9552 | 60.9552 | 60.9552 | 60.9552 | 60.9552 | 60.9552 | 60.9552 | 60.9552 | 60.9552 | 60.9552 | 60.9552 | 60.9552 | 60.9552 | 60.9552 | 60.9552 | 60.9552 | 60.9552 | 60.9552 | 60.9552 | 60.9552 | 60.9552 | 60.9552 | 60.9552 | 60.9552 | 60.9552 | 60.9552 | 60.9552 | 60.9552 | 60.9552 | 60.9552 | 60.9552 | 60.9552 | 60.9552 | 60.9552 | 60.9552 | 60.9552 | 60.9552 | 60.9552 | 60.9552 | 60.9552 | 60.9552 | 60.9552 | 60.9552 | 60.9552 | 60.9552 | 60.9552 | 60.9552 | 60.9552 | 60.9552 | 60.9552 | 60.9552 | 60.9552 | 60.9552 | 60.9552 | 60.9552 | 60.9552 | 60.9552 | 60.9552 | 60.9552 | 60.9552 | 60.9552
(+) Contraprestações - Investimento (CAPEX) | 304.7758 | 304.7758 | 304.7758 | 304.7758 | 304.7758 | 304.7758 | 304.7758 | 304.7758 | 304.7758 | 304.7758 | 304.7758 | 304.7758 | 304.7758 | 304.7758 | 304.7758 | 304.7758 | 304.7758 | 304.7758 | 304.7758 | 304.7758 | 304.7758 | 304.7758 | 304.7758 | 304.7758 | 304.7758 | 304.7758 | 304.7758 | 304.7758 | 304.7758 | 304.7758 | 304.7758 | 304.7758 | 304.7758 | 304.7758 | 304.7758 | 304.7758 | 304.7758 | 304.7758 | 304.7758 | 304.7758 | 304.7758 | 304.7758 | 304.7758 | 304.7758 | 304.7758 | 304.7758 | 304.7758 | 304.7758 | 304.7758 | 304.7758 | 304.7758 | 304.7758 | 304.7758 | 304.7758 | 304.7758 | 304.7758 | 304.7758 | 304.7758 | 304.7758 | 304.7758 | 304.7758 | 304.7758 | 304.7758 | 304.7758 | 304.7758 | 304.7758 | 304.7758 | 304.7758 | 304.7758 | 304.7758 | 304.7758 | 304.7758 | 304.7758 | 304.7758 | 304.7758 | 304.7758 | 304.7758 | 304.7758 | 304.7758 | 304.7758 | 304.7758 | 304.7758 | 304.7758 | 304.7758 | 304.7758 | 304.7758 | 304.7758 | 304.7758 | 304.7758 | 304.7758 | 304.7758 | 304.7758 | 304.7758 | 304.7758 | 304.7758 | 304.7758 | 304.7758 | 304.7758 | 304.7758 | 304.7758 | 304.7758 | 304.7758 | 304.7758 | 304.7758 | 304.7758 | 304.7758 | 304.7758 | 304.7758 | 304.7758 | 304.7758 | 304.7758 | 304.7758 | 304.7758 | 304.7758 | 304.7758 | 304.7758 | 304.7758 | 304.7758 | 304.7758 | 304.7758 | 304.7758 | 304.7758 | 304.7758 | 304.7758 | 304.7758 | 304.7758 | 304.7758 | 304.7758 | 304.7758 | 304.7758 | 304.7758 | 304.7758 | 304.7758 | 304.7758 | 304.7758 | 304.7758 | 304.7758 | 304.7758 | 304.7758 | 304.7758 | 304.7758 | 304.7758 | 304.7758 | 304.7758 | 304.7758 | 304.7758 | 304.7758 | 304.7758 | 304.7758 | 304.7758 | 304.7758 | 304.7758 | 304.7758 | 304.7758 | 304.7758 | 304.7758 | 304.7758 | 304.7758 | 304.7758 | 304.7758 | 304.7758 | 304.7758 | 304.7758 | 304.7758 | 304.7758 | 304.7758 | 304.7758 | 304.7758 | 304.7758 | 304.7758 | 304.7758 | 304.7758 | 304.7758 | 304.7758 | 304.7758 | 304.7758 | 304.7758 | 304.7758 | 304.7758 | 304.7758 | 304.7758 | 304.7758 | 304.7758 | 304.7758 | 304.7758 | 304.7758 | 304.7758 | 304.7758 | 304.7758 | 304.7758 | 304.7758 | 304.7758 | 304.7758 | 304.7758 | 304.7758 | 304.7758 | 304.7758 | 304.7758 | 304.7758 | 304.7758 | 304.7758 | 304.7758 | 304.7758 | 304.7758 | 304.7758 | 304.7758 | 304.7758 | 304.7758 | 304.7758 | 304.7758 | 304.7758 | 304.7758 | 304.7758 | 304.7758 | 304.7758 | 304.7758 | 304.7758 | 304.7758 | 304.7758 | 304.7758 | 304.7758 | 304.7758 | 304.7758 | 304.7758 | 304.7758 | 304.7758 | 304.7758 | 304.7758 | 304.7758 | 304.7758 | 304.7758 | 304.7758 | 304.7758 | 304.7758 | 304.7758 | 304.7758 | 304.7758 | 304.7758 | 304.7758 | 304.7758
(+) CMM 4 - Remuneração sobre Investimentos - Estágio #1 | 203.1838 | 203.1838 | 203.1838 | 203.1838 | 203.1838 | 203.1838 | 203.1838 | 203.1838 | 203.1838 | 203.1838 | 203.1838 | 203.1838 | 203.1838 | 203.1838 | 203.1838 | 203.1838 | 203.1838 | 203.1838 | 203.1838 | 203.1838 | 203.1838 | 203.1838 | 203.1838 | 203.1838 | 203.1838 | 203.1838 | 203.1838 | 203.1838 | 203.1838 | 203.1838 | 203.1838 | 203.1838 | 203.1838 | 203.1838 | 203.1838 | 203.1838 | 203.1838 | 203.1838 | 203.1838 | 203.1838 | 203.1838 | 203.1838 | 203.1838 | 203.1838 | 203.1838 | 203.1838 | 203.1838 | 203.1838 | 203.1838 | 203.1838 | 203.1838 | 203.1838 | 203.1838 | 203.1838 | 203.1838 | 203.1838 | 203.1838 | 203.1838 | 203.1838 | 203.1838 | 203.1838 | 203.1838 | 203.1838 | 203.1838 | 203.1838 | 203.1838 | 203.1838 | 203.1838 | 203.1838 | 203.1838 | 203.1838 | 203.1838 | 203.1838 | 203.1838 | 203.1838 | 203.1838 | 203.1838 | 203.1838 | 203.1838 | 203.1838 | 203.1838 | 203.1838 | 203.1838 | 203.1838 | 203.1838 | 203.1838 | 203.1838 | 203.1838 | 203.1838 | 203.1838 | 203.1838 | 203.1838 | 203.1838 | 203.1838 | 203.1838 | 203.1838 | 203.1838 | 203.1838 | 203.1838 | 203.1838 | 203.1838 | 203.1838 | 203.1838 | 203.1838 | 203.1838 | 203.1838 | 203.1838 | 203.1838 | 203.1838 | 203.1838 | 203.1838 | 203.1838 | 203.1838 | 203.1838 | 203.1838 | 203.1838 | 203.1838 | 203.1838 | 203.1838 | 203.1838 | 203.1838 | 203.1838 | 203.1838 | 203.1838 | 203.1838 | 203.1838 | 203.1838 | 203.1838 | 203.1838 | 203.1838 | 203.1838 | 203.1838 | 203.1838 | 203.1838 | 203.1838 | 203.1838 | 203.1838 | 203.1838 | 203.1838 | 203.1838 | 203.1838 | 203.1838 | 203.1838 | 203.1838 | 203.1838 | 203.1838 | 203.1838 | 203.1838 | 203.1838 | 203.1838 | 203.1838 | 203.1838 | 203.1838 | 203.1838 | 203.1838 | 203.1838 | 203.1838 | 203.1838 | 203.1838 | 203.1838 | 203.1838 | 203.1838 | 203.1838 | 203.1838 | 203.1838 | 203.1838 | 203.1838 | 203.1838 | 203.1838 | 203.1838 | 203.1838 | 203.1838 | 203.1838 | 203.1838 | 203.1838 | 203.1838 | 203.1838 | 203.1838 | 203.1838 | 203.1838 | 203.1838 | 203.1838 | 203.1838 | 203.1838 | 203.1838 | 203.1838 | 203.1838 | 203.1838 | 203.1838 | 203.1838 | 203.1838 | 203.1838 | 203.1838 | 203.1838 | 203.1838 | 203.1838 | 203.1838 | 203.1838 | 203.1838 | 203.1838 | 203.1838 | 203.1838 | 203.1838 | 203.1838 | 203.1838 | 203.1838 | 203.1838 | 203.1838 | 203.1838 | 203.1838 | 203.1838 | 203.1838 | 203.1838 | 203.1838 | 203.1838 | 203.1838 | 203.1838 | 203.1838 | 203.1838 | 203.1838 | 203.1838 | 203.1838 | 203.1838 | 203.1838 | 203.1838 | 203.1838 | 203.1838 | 203.1838 | 203.1838 | 203.1838 | 203.1838 | 203.1838 | 203.1838 | 203.1838 | 203.1838 | 203.1838 | 203.1838 | 203.1838 | 203.1838 | 203.1838
(+) CMM 5 - Remuneração sobre Investimentos - Estágio #2 | 101.5919 | 101.5919 | 101.5919 | 101.5919 | 101.5919 | 101.5919 | 101.5919 | 101.5919 | 101.5919 | 101.5919 | 101.5919 | 101.5919 | 101.5919 | 101.5919 | 101.5919 | 101.5919 | 101.5919 | 101.5919 | 101.5919 | 101.5919 | 101.5919 | 101.5919 | 101.5919 | 101.5919 | 101.5919 | 101.5919 | 101.5919 | 101.5919 | 101.5919 | 101.5919 | 101.5919 | 101.5919 | 101.5919 | 101.5919 | 101.5919 | 101.5919 | 101.5919 | 101.5919 | 101.5919 | 101.5919 | 101.5919 | 101.5919 | 101.5919 | 101.5919 | 101.5919 | 101.5919 | 101.5919 | 101.5919 | 101.5919 | 101.5919 | 101.5919 | 101.5919 | 101.5919 | 101.5919 | 101.5919 | 101.5919 | 101.5919 | 101.5919 | 101.5919 | 101.5919 | 101.5919 | 101.5919 | 101.5919 | 101.5919 | 101.5919 | 101.5919 | 101.5919 | 101.5919 | 101.5919 | 101.5919 | 101.5919 | 101.5919 | 101.5919 | 101.5919 | 101.5919 | 101.5919 | 101.5919 | 101.5919 | 101.5919 | 101.5919 | 101.5919 | 101.5919 | 101.5919 | 101.5919 | 101.5919 | 101.5919 | 101.5919 | 101.5919 | 101.5919 | 101.5919 | 101.5919 | 101.5919 | 101.5919 | 101.5919 | 101.5919 | 101.5919 | 101.5919 | 101.5919 | 101.5919 | 101.5919 | 101.5919 | 101.5919 | 101.5919 | 101.5919 | 101.5919 | 101.5919 | 101.5919 | 101.5919 | 101.5919 | 101.5919 | 101.5919 | 101.5919 | 101.5919 | 101.5919 | 101.5919 | 101.5919 | 101.5919 | 101.5919 | 101.5919 | 101.5919 | 101.5919 | 101.5919 | 101.5919 | 101.5919 | 101.5919 | 101.5919 | 101.5919 | 101.5919 | 101.5919 | 101.5919 | 101.5919 | 101.5919 | 101.5919 | 101.5919 | 101.5919 | 101.5919 | 101.5919 | 101.5919 | 101.5919 | 101.5919 | 101.5919 | 101.5919 | 101.5919 | 101.5919 | 101.5919 | 101.5919 | 101.5919 | 101.5919 | 101.5919 | 101.5919 | 101.5919 | 101.5919 | 101.5919 | 101.5919 | 101.5919 | 101.5919 | 101.5919 | 101.5919 | 101.5919 | 101.5919 | 101.5919 | 101.5919 | 101.5919 | 101.5919 | 101.5919 | 101.5919 | 101.5919 | 101.5919 | 101.5919 | 101.5919 | 101.5919 | 101.5919 | 101.5919 | 101.5919 | 101.5919 | 101.5919 | 101.5919 | 101.5919 | 101.5919 | 101.5919 | 101.5919 | 101.5919 | 101.5919 | 101.5919 | 101.5919 | 101.5919 | 101.5919 | 101.5919 | 101.5919 | 101.5919 | 101.5919 | 101.5919 | 101.5919 | 101.5919 | 101.5919 | 101.5919 | 101.5919 | 101.5919 | 101.5919 | 101.5919 | 101.5919 | 101.5919 | 101.5919 | 101.5919 | 101.5919 | 101.5919 | 101.5919 | 101.5919 | 101.5919 | 101.5919 | 101.5919 | 101.5919 | 101.5919 | 101.5919 | 101.5919 | 101.5919 | 101.5919 | 101.5919 | 101.5919 | 101.5919 | 101.5919 | 101.5919 | 101.5919 | 101.5919 | 101.5919 | 101.5919 | 101.5919 | 101.5919 | 101.5919 | 101.5919 | 101.5919 | 101.5919 | 101.5919 | 101.5919 | 101.5919 | 101.5919 | 101.5919 | 101.5919 | 101.5919 | 101.5919
(+) BCE - Bônus de Consumo de Energia | 0 | 0 | 0 | 0 | 0 | 0 | 0 | 0 | 0 | 0 | 0 | 0 | 0 | 0 | 0 | 0 | 0 | 0 | 0 | 0 | 0 | 0 | 0 | 0 | 0 | 0 | 0 | 0 | 0 | 0 | 0 | 0 | 0 | 0 | 0 | 0 | 0 | 0 | 0 | 0 | 0 | 0 | 0 | 0 | 0 | 0 | 0 | 0 | 0 | 0 | 0 | 0 | 0 | 0 | 0 | 0 | 0 | 0 | 0 | 0 | 0 | 0 | 0 | 0 | 0 | 0 | 0 | 0 | 0 | 0 | 0 | 0 | 0 | 0 | 0 | 0 | 0 | 0 | 0 | 0 | 0 | 0 | 0 | 0 | 0 | 0 | 0 | 0 | 0 | 0 | 0 | 0 | 0 | 0 | 0 | 0 | 0 | 0 | 0 | 0 | 0 | 0 | 0 | 0 | 0 | 0 | 0 | 0 | 0 | 0 | 0 | 0 | 0 | 0 | 0 | 0 | 0 | 0 | 0 | 0 | 0 | 0 | 0 | 0 | 0 | 0 | 0 | 0 | 0 | 0 | 0 | 0 | 0 | 0 | 0 | 0 | 0 | 0 | 0 | 0 | 0 | 0 | 0 | 0 | 0 | 0 | 0 | 0 | 0 | 0 | 0 | 0 | 0 | 0 | 0 | 0 | 0 | 0 | 0 | 0 | 0 | 0 | 0 | 0 | 0 | 0 | 0 | 0 | 0 | 0 | 0 | 0 | 0 | 0 | 0 | 0 | 0 | 0 | 0 | 0 | 0 | 0 | 0 | 0 | 0 | 0 | 0 | 0 | 0 | 0 | 0 | 0 | 0 | 0 | 0 | 0 | 0 | 0 | 0 | 0 | 0 | 0 | 0 | 0 | 0 | 0 | 0 | 0 | 0 | 0 | 0 | 0 | 0 | 0 | 0 | 0 | 0 | 0 | 0 | 0 | 0 | 0 | 0 | 0 | 0 | 0 | 0 | 0 | 0 | 0 | 0 | 0 | 0 | 0 | 0 | 0 | 0 | 0 | 0 | 0
(+) Receitas Acessórias | 0 | 0 | 0 | 0 | 0 | 0 | 0 | 0 | 0 | 0 | 0 | 0 | 0 | 0 | 0 | 0 | 0 | 0 | 0 | 0 | 0 | 0 | 0 | 0 | 0 | 0 | 0 | 0 | 0 | 0 | 0 | 0 | 0 | 0 | 0 | 0 | 0 | 0 | 0 | 0 | 0 | 0 | 0 | 0 | 0 | 0 | 0 | 0 | 0 | 0 | 0 | 0 | 0 | 0 | 0 | 0 | 0 | 0 | 0 | 0 | 0 | 0 | 0 | 0 | 0 | 0 | 0 | 0 | 0 | 0 | 0 | 0 | 0 | 0 | 0 | 0 | 0 | 0 | 0 | 0 | 0 | 0 | 0 | 0 | 0 | 0 | 0 | 0 | 0 | 0 | 0 | 0 | 0 | 0 | 0 | 0 | 0 | 0 | 0 | 0 | 0 | 0 | 0 | 0 | 0 | 0 | 0 | 0 | 0 | 0 | 0 | 0 | 0 | 0 | 0 | 0 | 0 | 0 | 0 | 0 | 0 | 0 | 0 | 0 | 0 | 0 | 0 | 0 | 0 | 0 | 0 | 0 | 0 | 0 | 0 | 0 | 0 | 0 | 0 | 0 | 0 | 0 | 0 | 0 | 0 | 0 | 0 | 0 | 0 | 0 | 0 | 0 | 0 | 0 | 0 | 0 | 0 | 0 | 0 | 0 | 0 | 0 | 0 | 0 | 0 | 0 | 0 | 0 | 0 | 0 | 0 | 0 | 0 | 0 | 0 | 0 | 0 | 0 | 0 | 0 | 0 | 0 | 0 | 0 | 0 | 0 | 0 | 0 | 0 | 0 | 0 | 0 | 0 | 0 | 0 | 0 | 0 | 0 | 0 | 0 | 0 | 0 | 0 | 0 | 0 | 0 | 0 | 0 | 0 | 0 | 0 | 0 | 0 | 0 | 0 | 0 | 0 | 0 | 0 | 0 | 0 | 0 | 0 | 0 | 0 | 0 | 0 | 0 | 0 | 0 | 0 | 0 | 0 | 0 | 0 | 0 | 0 | 0 | 0 | 0
(+) Atividades Relacionadas | 0 | 0 | 0 | 0 | 0 | 0 | 0 | 0 | 0 | 0 | 0 | 0 | 0 | 0 | 0 | 0 | 0 | 0 | 0 | 0 | 0 | 0 | 0 | 0 | 0 | 0 | 0 | 0 | 0 | 0 | 0 | 0 | 0 | 0 | 0 | 0 | 0 | 0 | 0 | 0 | 0 | 0 | 0 | 0 | 0 | 0 | 0 | 0 | 0 | 0 | 0 | 0 | 0 | 0 | 0 | 0 | 0 | 0 | 0 | 0 | 0 | 0 | 0 | 0 | 0 | 0 | 0 | 0 | 0 | 0 | 0 | 0 | 0 | 0 | 0 | 0 | 0 | 0 | 0 | 0 | 0 | 0 | 0 | 0 | 0 | 0 | 0 | 0 | 0 | 0 | 0 | 0 | 0 | 0 | 0 | 0 | 0 | 0 | 0 | 0 | 0 | 0 | 0 | 0 | 0 | 0 | 0 | 0 | 0 | 0 | 0 | 0 | 0 | 0 | 0 | 0 | 0 | 0 | 0 | 0 | 0 | 0 | 0 | 0 | 0 | 0 | 0 | 0 | 0 | 0 | 0 | 0 | 0 | 0 | 0 | 0 | 0 | 0 | 0 | 0 | 0 | 0 | 0 | 0 | 0 | 0 | 0 | 0 | 0 | 0 | 0 | 0 | 0 | 0 | 0 | 0 | 0 | 0 | 0 | 0 | 0 | 0 | 0 | 0 | 0 | 0 | 0 | 0 | 0 | 0 | 0 | 0 | 0 | 0 | 0 | 0 | 0 | 0 | 0 | 0 | 0 | 0 | 0 | 0 | 0 | 0 | 0 | 0 | 0 | 0 | 0 | 0 | 0 | 0 | 0 | 0 | 0 | 0 | 0 | 0 | 0 | 0 | 0 | 0 | 0 | 0 | 0 | 0 | 0 | 0 | 0 | 0 | 0 | 0 | 0 | 0 | 0 | 0 | 0 | 0 | 0 | 0 | 0 | 0 | 0 | 0 | 0 | 0 | 0 | 0 | 0 | 0 | 0 | 0 | 0 | 0 | 0 | 0 | 0 | 0
(2) IMPOSTOS SOBRE RECEITAS | 49.1667 | 49.1667 | 49.1667 | 49.1667 | 49.1667 | 49.1667 | 49.1667 | 49.1667 | 49.1667 | 49.1667 | 49.1667 | 49.1667 | 49.1667 | 49.1667 | 49.1667 | 49.1667 | 49.1667 | 49.1667 | 49.1667 | 49.1667 | 49.1667 | 49.1667 | 49.1667 | 49.1667 | 49.1667 | 49.1667 | 49.1667 | 49.1667 | 49.1667 | 49.1667 | 49.1667 | 49.1667 | 49.1667 | 49.1667 | 49.1667 | 49.1667 | 49.1667 | 49.1667 | 49.1667 | 49.1667 | 49.1667 | 49.1667 | 49.1667 | 49.1667 | 49.1667 | 49.1667 | 49.1667 | 49.1667 | 49.1667 | 49.1667 | 49.1667 | 49.1667 | 49.1667 | 49.1667 | 49.1667 | 49.1667 | 49.1667 | 49.1667 | 49.1667 | 49.1667 | 49.1667 | 49.1667 | 49.1667 | 49.1667 | 49.1667 | 49.1667 | 49.1667 | 49.1667 | 49.1667 | 49.1667 | 49.1667 | 49.1667 | 49.1667 | 49.1667 | 49.1667 | 49.1667 | 49.1667 | 49.1667 | 49.1667 | 49.1667 | 49.1667 | 49.1667 | 49.1667 | 49.1667 | 49.1667 | 49.1667 | 49.1667 | 49.1667 | 49.1667 | 49.1667 | 49.1667 | 49.1667 | 49.1667 | 49.1667 | 49.1667 | 49.1667 | 49.1667 | 49.1667 | 49.1667 | 49.1667 | 49.1667 | 49.1667 | 49.1667 | 49.1667 | 49.1667 | 49.1667 | 49.1667 | 49.1667 | 49.1667 | 49.1667 | 49.1667 | 49.1667 | 49.1667 | 49.1667 | 49.1667 | 49.1667 | 49.1667 | 49.1667 | 49.1667 | 49.1667 | 49.1667 | 49.1667 | 49.1667 | 49.1667 | 49.1667 | 49.1667 | 49.1667 | 49.1667 | 49.1667 | 49.1667 | 49.1667 | 49.1667 | 49.1667 | 49.1667 | 49.1667 | 49.1667 | 49.1667 | 49.1667 | 49.1667 | 49.1667 | 49.1667 | 49.1667 | 49.1667 | 49.1667 | 49.1667 | 49.1667 | 49.1667 | 49.1667 | 49.1667 | 49.1667 | 49.1667 | 49.1667 | 49.1667 | 49.1667 | 49.1667 | 49.1667 | 49.1667 | 49.1667 | 49.1667 | 49.1667 | 49.1667 | 49.1667 | 49.1667 | 49.1667 | 49.1667 | 49.1667 | 49.1667 | 49.1667 | 49.1667 | 49.1667 | 49.1667 | 49.1667 | 49.1667 | 49.1667 | 49.1667 | 49.1667 | 49.1667 | 49.1667 | 49.1667 | 49.1667 | 49.1667 | 49.1667 | 49.1667 | 49.1667 | 49.1667 | 49.1667 | 49.1667 | 49.1667 | 49.1667 | 49.1667 | 49.1667 | 49.1667 | 49.1667 | 49.1667 | 49.1667 | 49.1667 | 49.1667 | 49.1667 | 49.1667 | 49.1667 | 49.1667 | 49.1667 | 49.1667 | 49.1667 | 49.1667 | 49.1667 | 49.1667 | 49.1667 | 49.1667 | 49.1667 | 49.1667 | 49.1667 | 49.1667 | 49.1667 | 49.1667 | 49.1667 | 49.1667 | 49.1667 | 49.1667 | 49.1667 | 49.1667 | 49.1667 | 49.1667 | 49.1667 | 49.1667 | 49.1667 | 49.1667 | 49.1667 | 49.1667 | 49.1667 | 49.1667 | 49.1667 | 49.1667 | 49.1667 | 49.1667 | 49.1667 | 49.1667 | 49.1667 | 49.1667 | 49.1667
(+) PIS | 8.3813 | 8.3813 | 8.3813 | 8.3813 | 8.3813 | 8.3813 | 8.3813 | 8.3813 | 8.3813 | 8.3813 | 8.3813 | 8.3813 | 8.3813 | 8.3813 | 8.3813 | 8.3813 | 8.3813 | 8.3813 | 8.3813 | 8.3813 | 8.3813 | 8.3813 | 8.3813 | 8.3813 | 8.3813 | 8.3813 | 8.3813 | 8.3813 | 8.3813 | 8.3813 | 8.3813 | 8.3813 | 8.3813 | 8.3813 | 8.3813 | 8.3813 | 8.3813 | 8.3813 | 8.3813 | 8.3813 | 8.3813 | 8.3813 | 8.3813 | 8.3813 | 8.3813 | 8.3813 | 8.3813 | 8.3813 | 8.3813 | 8.3813 | 8.3813 | 8.3813 | 8.3813 | 8.3813 | 8.3813 | 8.3813 | 8.3813 | 8.3813 | 8.3813 | 8.3813 | 8.3813 | 8.3813 | 8.3813 | 8.3813 | 8.3813 | 8.3813 | 8.3813 | 8.3813 | 8.3813 | 8.3813 | 8.3813 | 8.3813 | 8.3813 | 8.3813 | 8.3813 | 8.3813 | 8.3813 | 8.3813 | 8.3813 | 8.3813 | 8.3813 | 8.3813 | 8.3813 | 8.3813 | 8.3813 | 8.3813 | 8.3813 | 8.3813 | 8.3813 | 8.3813 | 8.3813 | 8.3813 | 8.3813 | 8.3813 | 8.3813 | 8.3813 | 8.3813 | 8.3813 | 8.3813 | 8.3813 | 8.3813 | 8.3813 | 8.3813 | 8.3813 | 8.3813 | 8.3813 | 8.3813 | 8.3813 | 8.3813 | 8.3813 | 8.3813 | 8.3813 | 8.3813 | 8.3813 | 8.3813 | 8.3813 | 8.3813 | 8.3813 | 8.3813 | 8.3813 | 8.3813 | 8.3813 | 8.3813 | 8.3813 | 8.3813 | 8.3813 | 8.3813 | 8.3813 | 8.3813 | 8.3813 | 8.3813 | 8.3813 | 8.3813 | 8.3813 | 8.3813 | 8.3813 | 8.3813 | 8.3813 | 8.3813 | 8.3813 | 8.3813 | 8.3813 | 8.3813 | 8.3813 | 8.3813 | 8.3813 | 8.3813 | 8.3813 | 8.3813 | 8.3813 | 8.3813 | 8.3813 | 8.3813 | 8.3813 | 8.3813 | 8.3813 | 8.3813 | 8.3813 | 8.3813 | 8.3813 | 8.3813 | 8.3813 | 8.3813 | 8.3813 | 8.3813 | 8.3813 | 8.3813 | 8.3813 | 8.3813 | 8.3813 | 8.3813 | 8.3813 | 8.3813 | 8.3813 | 8.3813 | 8.3813 | 8.3813 | 8.3813 | 8.3813 | 8.3813 | 8.3813 | 8.3813 | 8.3813 | 8.3813 | 8.3813 | 8.3813 | 8.3813 | 8.3813 | 8.3813 | 8.3813 | 8.3813 | 8.3813 | 8.3813 | 8.3813 | 8.3813 | 8.3813 | 8.3813 | 8.3813 | 8.3813 | 8.3813 | 8.3813 | 8.3813 | 8.3813 | 8.3813 | 8.3813 | 8.3813 | 8.3813 | 8.3813 | 8.3813 | 8.3813 | 8.3813 | 8.3813 | 8.3813 | 8.3813 | 8.3813 | 8.3813 | 8.3813 | 8.3813 | 8.3813 | 8.3813 | 8.3813 | 8.3813 | 8.3813 | 8.3813 | 8.3813 | 8.3813 | 8.3813 | 8.3813 | 8.3813 | 8.3813 | 8.3813 | 8.3813 | 8.3813 | 8.3813 | 8.3813 | 8.3813 | 8.3813 | 8.3813 | 8.3813 | 8.3813
(+) COFINS | 38.6049 | 38.6049 | 38.6049 | 38.6049 | 38.6049 | 38.6049 | 38.6049 | 38.6049 | 38.6049 | 38.6049 | 38.6049 | 38.6049 | 38.6049 | 38.6049 | 38.6049 | 38.6049 | 38.6049 | 38.6049 | 38.6049 | 38.6049 | 38.6049 | 38.6049 | 38.6049 | 38.6049 | 38.6049 | 38.6049 | 38.6049 | 38.6049 | 38.6049 | 38.6049 | 38.6049 | 38.6049 | 38.6049 | 38.6049 | 38.6049 | 38.6049 | 38.6049 | 38.6049 | 38.6049 | 38.6049 | 38.6049 | 38.6049 | 38.6049 | 38.6049 | 38.6049 | 38.6049 | 38.6049 | 38.6049 | 38.6049 | 38.6049 | 38.6049 | 38.6049 | 38.6049 | 38.6049 | 38.6049 | 38.6049 | 38.6049 | 38.6049 | 38.6049 | 38.6049 | 38.6049 | 38.6049 | 38.6049 | 38.6049 | 38.6049 | 38.6049 | 38.6049 | 38.6049 | 38.6049 | 38.6049 | 38.6049 | 38.6049 | 38.6049 | 38.6049 | 38.6049 | 38.6049 | 38.6049 | 38.6049 | 38.6049 | 38.6049 | 38.6049 | 38.6049 | 38.6049 | 38.6049 | 38.6049 | 38.6049 | 38.6049 | 38.6049 | 38.6049 | 38.6049 | 38.6049 | 38.6049 | 38.6049 | 38.6049 | 38.6049 | 38.6049 | 38.6049 | 38.6049 | 38.6049 | 38.6049 | 38.6049 | 38.6049 | 38.6049 | 38.6049 | 38.6049 | 38.6049 | 38.6049 | 38.6049 | 38.6049 | 38.6049 | 38.6049 | 38.6049 | 38.6049 | 38.6049 | 38.6049 | 38.6049 | 38.6049 | 38.6049 | 38.6049 | 38.6049 | 38.6049 | 38.6049 | 38.6049 | 38.6049 | 38.6049 | 38.6049 | 38.6049 | 38.6049 | 38.6049 | 38.6049 | 38.6049 | 38.6049 | 38.6049 | 38.6049 | 38.6049 | 38.6049 | 38.6049 | 38.6049 | 38.6049 | 38.6049 | 38.6049 | 38.6049 | 38.6049 | 38.6049 | 38.6049 | 38.6049 | 38.6049 | 38.6049 | 38.6049 | 38.6049 | 38.6049 | 38.6049 | 38.6049 | 38.6049 | 38.6049 | 38.6049 | 38.6049 | 38.6049 | 38.6049 | 38.6049 | 38.6049 | 38.6049 | 38.6049 | 38.6049 | 38.6049 | 38.6049 | 38.6049 | 38.6049 | 38.6049 | 38.6049 | 38.6049 | 38.6049 | 38.6049 | 38.6049 | 38.6049 | 38.6049 | 38.6049 | 38.6049 | 38.6049 | 38.6049 | 38.6049 | 38.6049 | 38.6049 | 38.6049 | 38.6049 | 38.6049 | 38.6049 | 38.6049 | 38.6049 | 38.6049 | 38.6049 | 38.6049 | 38.6049 | 38.6049 | 38.6049 | 38.6049 | 38.6049 | 38.6049 | 38.6049 | 38.6049 | 38.6049 | 38.6049 | 38.6049 | 38.6049 | 38.6049 | 38.6049 | 38.6049 | 38.6049 | 38.6049 | 38.6049 | 38.6049 | 38.6049 | 38.6049 | 38.6049 | 38.6049 | 38.6049 | 38.6049 | 38.6049 | 38.6049 | 38.6049 | 38.6049 | 38.6049 | 38.6049 | 38.6049 | 38.6049 | 38.6049 | 38.6049 | 38.6049 | 38.6049 | 38.6049 | 38.6049 | 38.6049 | 38.6049 | 38.6049 | 38.6049 | 38.6049 | 38.6049 | 38.6049 | 38.6049 | 38.6049
(+) ISS | 10.1592 | 10.1592 | 10.1592 | 10.1592 | 10.1592 | 10.1592 | 10.1592 | 10.1592 | 10.1592 | 10.1592 | 10.1592 | 10.1592 | 10.1592 | 10.1592 | 10.1592 | 10.1592 | 10.1592 | 10.1592 | 10.1592 | 10.1592 | 10.1592 | 10.1592 | 10.1592 | 10.1592 | 10.1592 | 10.1592 | 10.1592 | 10.1592 | 10.1592 | 10.1592 | 10.1592 | 10.1592 | 10.1592 | 10.1592 | 10.1592 | 10.1592 | 10.1592 | 10.1592 | 10.1592 | 10.1592 | 10.1592 | 10.1592 | 10.1592 | 10.1592 | 10.1592 | 10.1592 | 10.1592 | 10.1592 | 10.1592 | 10.1592 | 10.1592 | 10.1592 | 10.1592 | 10.1592 | 10.1592 | 10.1592 | 10.1592 | 10.1592 | 10.1592 | 10.1592 | 10.1592 | 10.1592 | 10.1592 | 10.1592 | 10.1592 | 10.1592 | 10.1592 | 10.1592 | 10.1592 | 10.1592 | 10.1592 | 10.1592 | 10.1592 | 10.1592 | 10.1592 | 10.1592 | 10.1592 | 10.1592 | 10.1592 | 10.1592 | 10.1592 | 10.1592 | 10.1592 | 10.1592 | 10.1592 | 10.1592 | 10.1592 | 10.1592 | 10.1592 | 10.1592 | 10.1592 | 10.1592 | 10.1592 | 10.1592 | 10.1592 | 10.1592 | 10.1592 | 10.1592 | 10.1592 | 10.1592 | 10.1592 | 10.1592 | 10.1592 | 10.1592 | 10.1592 | 10.1592 | 10.1592 | 10.1592 | 10.1592 | 10.1592 | 10.1592 | 10.1592 | 10.1592 | 10.1592 | 10.1592 | 10.1592 | 10.1592 | 10.1592 | 10.1592 | 10.1592 | 10.1592 | 10.1592 | 10.1592 | 10.1592 | 10.1592 | 10.1592 | 10.1592 | 10.1592 | 10.1592 | 10.1592 | 10.1592 | 10.1592 | 10.1592 | 10.1592 | 10.1592 | 10.1592 | 10.1592 | 10.1592 | 10.1592 | 10.1592 | 10.1592 | 10.1592 | 10.1592 | 10.1592 | 10.1592 | 10.1592 | 10.1592 | 10.1592 | 10.1592 | 10.1592 | 10.1592 | 10.1592 | 10.1592 | 10.1592 | 10.1592 | 10.1592 | 10.1592 | 10.1592 | 10.1592 | 10.1592 | 10.1592 | 10.1592 | 10.1592 | 10.1592 | 10.1592 | 10.1592 | 10.1592 | 10.1592 | 10.1592 | 10.1592 | 10.1592 | 10.1592 | 10.1592 | 10.1592 | 10.1592 | 10.1592 | 10.1592 | 10.1592 | 10.1592 | 10.1592 | 10.1592 | 10.1592 | 10.1592 | 10.1592 | 10.1592 | 10.1592 | 10.1592 | 10.1592 | 10.1592 | 10.1592 | 10.1592 | 10.1592 | 10.1592 | 10.1592 | 10.1592 | 10.1592 | 10.1592 | 10.1592 | 10.1592 | 10.1592 | 10.1592 | 10.1592 | 10.1592 | 10.1592 | 10.1592 | 10.1592 | 10.1592 | 10.1592 | 10.1592 | 10.1592 | 10.1592 | 10.1592 | 10.1592 | 10.1592 | 10.1592 | 10.1592 | 10.1592 | 10.1592 | 10.1592 | 10.1592 | 10.1592 | 10.1592 | 10.1592 | 10.1592 | 10.1592 | 10.1592 | 10.1592 | 10.1592 | 10.1592 | 10.1592 | 10.1592 | 10.1592 | 10.1592 | 10.1592 | 10.1592 | 10.1592 | 10.1592 | 10.1592 | 10.1592 | 10.1592
( - ) PIS - Crédito | 1.4232 | 1.4232 | 1.4232 | 1.4232 | 1.4232 | 1.4232 | 1.4232 | 1.4232 | 1.4232 | 1.4232 | 1.4232 | 1.4232 | 1.4232 | 1.4232 | 1.4232 | 1.4232 | 1.4232 | 1.4232 | 1.4232 | 1.4232 | 1.4232 | 1.4232 | 1.4232 | 1.4232 | 1.4232 | 1.4232 | 1.4232 | 1.4232 | 1.4232 | 1.4232 | 1.4232 | 1.4232 | 1.4232 | 1.4232 | 1.4232 | 1.4232 | 1.4232 | 1.4232 | 1.4232 | 1.4232 | 1.4232 | 1.4232 | 1.4232 | 1.4232 | 1.4232 | 1.4232 | 1.4232 | 1.4232 | 1.4232 | 1.4232 | 1.4232 | 1.4232 | 1.4232 | 1.4232 | 1.4232 | 1.4232 | 1.4232 | 1.4232 | 1.4232 | 1.4232 | 1.4232 | 1.4232 | 1.4232 | 1.4232 | 1.4232 | 1.4232 | 1.4232 | 1.4232 | 1.4232 | 1.4232 | 1.4232 | 1.4232 | 1.4232 | 1.4232 | 1.4232 | 1.4232 | 1.4232 | 1.4232 | 1.4232 | 1.4232 | 1.4232 | 1.4232 | 1.4232 | 1.4232 | 1.4232 | 1.4232 | 1.4232 | 1.4232 | 1.4232 | 1.4232 | 1.4232 | 1.4232 | 1.4232 | 1.4232 | 1.4232 | 1.4232 | 1.4232 | 1.4232 | 1.4232 | 1.4232 | 1.4232 | 1.4232 | 1.4232 | 1.4232 | 1.4232 | 1.4232 | 1.4232 | 1.4232 | 1.4232 | 1.4232 | 1.4232 | 1.4232 | 1.4232 | 1.4232 | 1.4232 | 1.4232 | 1.4232 | 1.4232 | 1.4232 | 1.4232 | 1.4232 | 1.4232 | 1.4232 | 1.4232 | 1.4232 | 1.4232 | 1.4232 | 1.4232 | 1.4232 | 1.4232 | 1.4232 | 1.4232 | 1.4232 | 1.4232 | 1.4232 | 1.4232 | 1.4232 | 1.4232 | 1.4232 | 1.4232 | 1.4232 | 1.4232 | 1.4232 | 1.4232 | 1.4232 | 1.4232 | 1.4232 | 1.4232 | 1.4232 | 1.4232 | 1.4232 | 1.4232 | 1.4232 | 1.4232 | 1.4232 | 1.4232 | 1.4232 | 1.4232 | 1.4232 | 1.4232 | 1.4232 | 1.4232 | 1.4232 | 1.4232 | 1.4232 | 1.4232 | 1.4232 | 1.4232 | 1.4232 | 1.4232 | 1.4232 | 1.4232 | 1.4232 | 1.4232 | 1.4232 | 1.4232 | 1.4232 | 1.4232 | 1.4232 | 1.4232 | 1.4232 | 1.4232 | 1.4232 | 1.4232 | 1.4232 | 1.4232 | 1.4232 | 1.4232 | 1.4232 | 1.4232 | 1.4232 | 1.4232 | 1.4232 | 1.4232 | 1.4232 | 1.4232 | 1.4232 | 1.4232 | 1.4232 | 1.4232 | 1.4232 | 1.4232 | 1.4232 | 1.4232 | 1.4232 | 1.4232 | 1.4232 | 1.4232 | 1.4232 | 1.4232 | 1.4232 | 1.4232 | 1.4232 | 1.4232 | 1.4232 | 1.4232 | 1.4232 | 1.4232 | 1.4232 | 1.4232 | 1.4232 | 1.4232 | 1.4232 | 1.4232 | 1.4232 | 1.4232 | 1.4232 | 1.4232 | 1.4232 | 1.4232 | 1.4232 | 1.4232 | 1.4232 | 1.4232 | 1.4232 | 1.4232 | 1.4232 | 1.4232 | 1.4232 | 1.4232
( - ) COFINS - Crédito | 6.5555 | 6.5555 | 6.5555 | 6.5555 | 6.5555 | 6.5555 | 6.5555 | 6.5555 | 6.5555 | 6.5555 | 6.5555 | 6.5555 | 6.5555 | 6.5555 | 6.5555 | 6.5555 | 6.5555 | 6.5555 | 6.5555 | 6.5555 | 6.5555 | 6.5555 | 6.5555 | 6.5555 | 6.5555 | 6.5555 | 6.5555 | 6.5555 | 6.5555 | 6.5555 | 6.5555 | 6.5555 | 6.5555 | 6.5555 | 6.5555 | 6.5555 | 6.5555 | 6.5555 | 6.5555 | 6.5555 | 6.5555 | 6.5555 | 6.5555 | 6.5555 | 6.5555 | 6.5555 | 6.5555 | 6.5555 | 6.5555 | 6.5555 | 6.5555 | 6.5555 | 6.5555 | 6.5555 | 6.5555 | 6.5555 | 6.5555 | 6.5555 | 6.5555 | 6.5555 | 6.5555 | 6.5555 | 6.5555 | 6.5555 | 6.5555 | 6.5555 | 6.5555 | 6.5555 | 6.5555 | 6.5555 | 6.5555 | 6.5555 | 6.5555 | 6.5555 | 6.5555 | 6.5555 | 6.5555 | 6.5555 | 6.5555 | 6.5555 | 6.5555 | 6.5555 | 6.5555 | 6.5555 | 6.5555 | 6.5555 | 6.5555 | 6.5555 | 6.5555 | 6.5555 | 6.5555 | 6.5555 | 6.5555 | 6.5555 | 6.5555 | 6.5555 | 6.5555 | 6.5555 | 6.5555 | 6.5555 | 6.5555 | 6.5555 | 6.5555 | 6.5555 | 6.5555 | 6.5555 | 6.5555 | 6.5555 | 6.5555 | 6.5555 | 6.5555 | 6.5555 | 6.5555 | 6.5555 | 6.5555 | 6.5555 | 6.5555 | 6.5555 | 6.5555 | 6.5555 | 6.5555 | 6.5555 | 6.5555 | 6.5555 | 6.5555 | 6.5555 | 6.5555 | 6.5555 | 6.5555 | 6.5555 | 6.5555 | 6.5555 | 6.5555 | 6.5555 | 6.5555 | 6.5555 | 6.5555 | 6.5555 | 6.5555 | 6.5555 | 6.5555 | 6.5555 | 6.5555 | 6.5555 | 6.5555 | 6.5555 | 6.5555 | 6.5555 | 6.5555 | 6.5555 | 6.5555 | 6.5555 | 6.5555 | 6.5555 | 6.5555 | 6.5555 | 6.5555 | 6.5555 | 6.5555 | 6.5555 | 6.5555 | 6.5555 | 6.5555 | 6.5555 | 6.5555 | 6.5555 | 6.5555 | 6.5555 | 6.5555 | 6.5555 | 6.5555 | 6.5555 | 6.5555 | 6.5555 | 6.5555 | 6.5555 | 6.5555 | 6.5555 | 6.5555 | 6.5555 | 6.5555 | 6.5555 | 6.5555 | 6.5555 | 6.5555 | 6.5555 | 6.5555 | 6.5555 | 6.5555 | 6.5555 | 6.5555 | 6.5555 | 6.5555 | 6.5555 | 6.5555 | 6.5555 | 6.5555 | 6.5555 | 6.5555 | 6.5555 | 6.5555 | 6.5555 | 6.5555 | 6.5555 | 6.5555 | 6.5555 | 6.5555 | 6.5555 | 6.5555 | 6.5555 | 6.5555 | 6.5555 | 6.5555 | 6.5555 | 6.5555 | 6.5555 | 6.5555 | 6.5555 | 6.5555 | 6.5555 | 6.5555 | 6.5555 | 6.5555 | 6.5555 | 6.5555 | 6.5555 | 6.5555 | 6.5555 | 6.5555 | 6.5555 | 6.5555 | 6.5555 | 6.5555 | 6.5555 | 6.5555 | 6.5555 | 6.5555 | 6.5555 | 6.5555 | 6.5555
(3) RECEITA LÍQUIDA (1 - 2) | 458.7929 | 458.7929 | 458.7929 | 458.7929 | 458.7929 | 458.7929 | 458.7929 | 458.7929 | 458.7929 | 458.7929 | 458.7929 | 458.7929 | 458.7929 | 458.7929 | 458.7929 | 458.7929 | 458.7929 | 458.7929 | 458.7929 | 458.7929 | 458.7929 | 458.7929 | 458.7929 | 458.7929 | 458.7929 | 458.7929 | 458.7929 | 458.7929 | 458.7929 | 458.7929 | 458.7929 | 458.7929 | 458.7929 | 458.7929 | 458.7929 | 458.7929 | 458.7929 | 458.7929 | 458.7929 | 458.7929 | 458.7929 | 458.7929 | 458.7929 | 458.7929 | 458.7929 | 458.7929 | 458.7929 | 458.7929 | 458.7929 | 458.7929 | 458.7929 | 458.7929 | 458.7929 | 458.7929 | 458.7929 | 458.7929 | 458.7929 | 458.7929 | 458.7929 | 458.7929 | 458.7929 | 458.7929 | 458.7929 | 458.7929 | 458.7929 | 458.7929 | 458.7929 | 458.7929 | 458.7929 | 458.7929 | 458.7929 | 458.7929 | 458.7929 | 458.7929 | 458.7929 | 458.7929 | 458.7929 | 458.7929 | 458.7929 | 458.7929 | 458.7929 | 458.7929 | 458.7929 | 458.7929 | 458.7929 | 458.7929 | 458.7929 | 458.7929 | 458.7929 | 458.7929 | 458.7929 | 458.7929 | 458.7929 | 458.7929 | 458.7929 | 458.7929 | 458.7929 | 458.7929 | 458.7929 | 458.7929 | 458.7929 | 458.7929 | 458.7929 | 458.7929 | 458.7929 | 458.7929 | 458.7929 | 458.7929 | 458.7929 | 458.7929 | 458.7929 | 458.7929 | 458.7929 | 458.7929 | 458.7929 | 458.7929 | 458.7929 | 458.7929 | 458.7929 | 458.7929 | 458.7929 | 458.7929 | 458.7929 | 458.7929 | 458.7929 | 458.7929 | 458.7929 | 458.7929 | 458.7929 | 458.7929 | 458.7929 | 458.7929 | 458.7929 | 458.7929 | 458.7929 | 458.7929 | 458.7929 | 458.7929 | 458.7929 | 458.7929 | 458.7929 | 458.7929 | 458.7929 | 458.7929 | 458.7929 | 458.7929 | 458.7929 | 458.7929 | 458.7929 | 458.7929 | 458.7929 | 458.7929 | 458.7929 | 458.7929 | 458.7929 | 458.7929 | 458.7929 | 458.7929 | 458.7929 | 458.7929 | 458.7929 | 458.7929 | 458.7929 | 458.7929 | 458.7929 | 458.7929 | 458.7929 | 458.7929 | 458.7929 | 458.7929 | 458.7929 | 458.7929 | 458.7929 | 458.7929 | 458.7929 | 458.7929 | 458.7929 | 458.7929 | 458.7929 | 458.7929 | 458.7929 | 458.7929 | 458.7929 | 458.7929 | 458.7929 | 458.7929 | 458.7929 | 458.7929 | 458.7929 | 458.7929 | 458.7929 | 458.7929 | 458.7929 | 458.7929 | 458.7929 | 458.7929 | 458.7929 | 458.7929 | 458.7929 | 458.7929 | 458.7929 | 458.7929 | 458.7929 | 458.7929 | 458.7929 | 458.7929 | 458.7929 | 458.7929 | 458.7929 | 458.7929 | 458.7929 | 458.7929 | 458.7929 | 458.7929 | 458.7929 | 458.7929 | 458.7929 | 458.7929 | 458.7929 | 458.7929 | 458.7929 | 458.7929 | 458.7929 | 458.7929 | 458.7929 | 458.7929 | 458.7929 | 458.7929 | 458.7929 | 458.7929 | 458.7929 | 458.7929 | 458.7929 | 458.7929 | 458.7929 | 458.7929 | 458.7929 | 458.7929 | 458.7929 | 458.7929
(4) OPEX | 219.5854 | 219.5854 | 219.5854 | 219.5854 | 219.5854 | 219.5854 | 219.5854 | 219.5854 | 219.5854 | 219.5854 | 219.5854 | 219.5854 | 219.5854 | 219.5854 | 219.5854 | 219.5854 | 219.5854 | 219.5854 | 219.5854 | 219.5854 | 219.5854 | 219.5854 | 219.5854 | 219.5854 | 219.5854 | 219.5854 | 219.5854 | 219.5854 | 219.5854 | 219.5854 | 219.5854 | 219.5854 | 219.5854 | 219.5854 | 219.5854 | 219.5854 | 219.5854 | 219.5854 | 219.5854 | 219.5854 | 219.5854 | 219.5854 | 219.5854 | 219.5854 | 219.5854 | 219.5854 | 219.5854 | 219.5854 | 219.5854 | 219.5854 | 219.5854 | 219.5854 | 219.5854 | 219.5854 | 219.5854 | 219.5854 | 219.5854 | 219.5854 | 219.5854 | 219.5854 | 219.5854 | 219.5854 | 219.5854 | 219.5854 | 219.5854 | 219.5854 | 219.5854 | 219.5854 | 219.5854 | 219.5854 | 219.5854 | 219.5854 | 219.5854 | 219.5854 | 219.5854 | 219.5854 | 219.5854 | 219.5854 | 219.5854 | 219.5854 | 219.5854 | 219.5854 | 219.5854 | 219.5854 | 219.5854 | 219.5854 | 219.5854 | 219.5854 | 219.5854 | 219.5854 | 219.5854 | 219.5854 | 219.5854 | 219.5854 | 219.5854 | 219.5854 | 219.5854 | 219.5854 | 219.5854 | 219.5854 | 219.5854 | 219.5854 | 219.5854 | 219.5854 | 219.5854 | 219.5854 | 219.5854 | 219.5854 | 219.5854 | 219.5854 | 219.5854 | 219.5854 | 219.5854 | 219.5854 | 219.5854 | 219.5854 | 219.5854 | 219.5854 | 219.5854 | 219.5854 | 216.6197 | 216.6197 | 216.6197 | 216.6197 | 216.6197 | 216.6197 | 216.6197 | 216.6197 | 216.6197 | 216.6197 | 216.6197 | 216.6197 | 216.6197 | 216.6197 | 216.6197 | 216.6197 | 216.6197 | 216.6197 | 216.6197 | 216.6197 | 216.6197 | 216.6197 | 216.6197 | 216.6197 | 216.6197 | 216.6197 | 216.6197 | 216.6197 | 216.6197 | 216.6197 | 216.6197 | 216.6197 | 216.6197 | 216.6197 | 216.6197 | 216.6197 | 216.6197 | 216.6197 | 216.6197 | 216.6197 | 216.6197 | 216.6197 | 216.6197 | 216.6197 | 216.6197 | 216.6197 | 216.6197 | 216.6197 | 216.6197 | 216.6197 | 216.6197 | 216.6197 | 216.6197 | 216.6197 | 216.6197 | 216.6197 | 216.6197 | 216.6197 | 216.6197 | 216.6197 | 216.6197 | 216.6197 | 216.6197 | 216.6197 | 216.6197 | 216.6197 | 216.6197 | 216.6197 | 216.6197 | 216.6197 | 216.6197 | 216.6197 | 216.6197 | 216.6197 | 216.6197 | 216.6197 | 216.6197 | 216.6197 | 216.6197 | 216.6197 | 216.6197 | 216.6197 | 216.6197 | 216.6197 | 216.6197 | 216.6197 | 216.6197 | 216.6197 | 216.6197 | 216.6197 | 216.6197 | 216.6197 | 216.6197 | 216.6197 | 216.6197 | 216.6197 | 216.6197 | 216.6197 | 216.6197 | 216.6197 | 216.6197 | 216.6197 | 216.6197 | 216.6197 | 216.6197 | 216.6197 | 216.6197 | 216.6197 | 216.6197 | 216.6197 | 216.6197 | 216.6197 | 216.6197 | 216.6197 | 216.6197 | 216.6197 | 216.6197 | 216.6197 | 216.6197 | 216.6197
(+) Equipe Própria | 66.2836 | 66.2836 | 66.2836 | 66.2836 | 66.2836 | 66.2836 | 66.2836 | 66.2836 | 66.2836 | 66.2836 | 66.2836 | 66.2836 | 66.2836 | 66.2836 | 66.2836 | 66.2836 | 66.2836 | 66.2836 | 66.2836 | 66.2836 | 66.2836 | 66.2836 | 66.2836 | 66.2836 | 66.2836 | 66.2836 | 66.2836 | 66.2836 | 66.2836 | 66.2836 | 66.2836 | 66.2836 | 66.2836 | 66.2836 | 66.2836 | 66.2836 | 66.2836 | 66.2836 | 66.2836 | 66.2836 | 66.2836 | 66.2836 | 66.2836 | 66.2836 | 66.2836 | 66.2836 | 66.2836 | 66.2836 | 66.2836 | 66.2836 | 66.2836 | 66.2836 | 66.2836 | 66.2836 | 66.2836 | 66.2836 | 66.2836 | 66.2836 | 66.2836 | 66.2836 | 66.2836 | 66.2836 | 66.2836 | 66.2836 | 66.2836 | 66.2836 | 66.2836 | 66.2836 | 66.2836 | 66.2836 | 66.2836 | 66.2836 | 66.2836 | 66.2836 | 66.2836 | 66.2836 | 66.2836 | 66.2836 | 66.2836 | 66.2836 | 66.2836 | 66.2836 | 66.2836 | 66.2836 | 66.2836 | 66.2836 | 66.2836 | 66.2836 | 66.2836 | 66.2836 | 66.2836 | 66.2836 | 66.2836 | 66.2836 | 66.2836 | 66.2836 | 66.2836 | 66.2836 | 66.2836 | 66.2836 | 66.2836 | 66.2836 | 66.2836 | 66.2836 | 66.2836 | 66.2836 | 66.2836 | 66.2836 | 66.2836 | 66.2836 | 66.2836 | 66.2836 | 66.2836 | 66.2836 | 66.2836 | 66.2836 | 66.2836 | 66.2836 | 66.2836 | 66.2836 | 66.2836 | 66.2836 | 66.2836 | 66.2836 | 66.2836 | 66.2836 | 66.2836 | 66.2836 | 66.2836 | 66.2836 | 66.2836 | 66.2836 | 66.2836 | 66.2836 | 66.2836 | 66.2836 | 66.2836 | 66.2836 | 66.2836 | 66.2836 | 66.2836 | 66.2836 | 66.2836 | 66.2836 | 66.2836 | 66.2836 | 66.2836 | 66.2836 | 66.2836 | 66.2836 | 66.2836 | 66.2836 | 66.2836 | 66.2836 | 66.2836 | 66.2836 | 66.2836 | 66.2836 | 66.2836 | 66.2836 | 66.2836 | 66.2836 | 66.2836 | 66.2836 | 66.2836 | 66.2836 | 66.2836 | 66.2836 | 66.2836 | 66.2836 | 66.2836 | 66.2836 | 66.2836 | 66.2836 | 66.2836 | 66.2836 | 66.2836 | 66.2836 | 66.2836 | 66.2836 | 66.2836 | 66.2836 | 66.2836 | 66.2836 | 66.2836 | 66.2836 | 66.2836 | 66.2836 | 66.2836 | 66.2836 | 66.2836 | 66.2836 | 66.2836 | 66.2836 | 66.2836 | 66.2836 | 66.2836 | 66.2836 | 66.2836 | 66.2836 | 66.2836 | 66.2836 | 66.2836 | 66.2836 | 66.2836 | 66.2836 | 66.2836 | 66.2836 | 66.2836 | 66.2836 | 66.2836 | 66.2836 | 66.2836 | 66.2836 | 66.2836 | 66.2836 | 66.2836 | 66.2836 | 66.2836 | 66.2836 | 66.2836 | 66.2836 | 66.2836 | 66.2836 | 66.2836 | 66.2836 | 66.2836 | 66.2836 | 66.2836 | 66.2836 | 66.2836 | 66.2836 | 66.2836 | 66.2836 | 66.2836 | 66.2836 | 66.2836 | 66.2836 | 66.2836 | 66.2836
(+) Serviços Adquiridos | 86.257 | 86.257 | 86.257 | 86.257 | 86.257 | 86.257 | 86.257 | 86.257 | 86.257 | 86.257 | 86.257 | 86.257 | 86.257 | 86.257 | 86.257 | 86.257 | 86.257 | 86.257 | 86.257 | 86.257 | 86.257 | 86.257 | 86.257 | 86.257 | 86.257 | 86.257 | 86.257 | 86.257 | 86.257 | 86.257 | 86.257 | 86.257 | 86.257 | 86.257 | 86.257 | 86.257 | 86.257 | 86.257 | 86.257 | 86.257 | 86.257 | 86.257 | 86.257 | 86.257 | 86.257 | 86.257 | 86.257 | 86.257 | 86.257 | 86.257 | 86.257 | 86.257 | 86.257 | 86.257 | 86.257 | 86.257 | 86.257 | 86.257 | 86.257 | 86.257 | 86.257 | 86.257 | 86.257 | 86.257 | 86.257 | 86.257 | 86.257 | 86.257 | 86.257 | 86.257 | 86.257 | 86.257 | 86.257 | 86.257 | 86.257 | 86.257 | 86.257 | 86.257 | 86.257 | 86.257 | 86.257 | 86.257 | 86.257 | 86.257 | 86.257 | 86.257 | 86.257 | 86.257 | 86.257 | 86.257 | 86.257 | 86.257 | 86.257 | 86.257 | 86.257 | 86.257 | 86.257 | 86.257 | 86.257 | 86.257 | 86.257 | 86.257 | 86.257 | 86.257 | 86.257 | 86.257 | 86.257 | 86.257 | 86.257 | 86.257 | 86.257 | 86.257 | 86.257 | 86.257 | 86.257 | 86.257 | 86.257 | 86.257 | 86.257 | 86.257 | 86.257 | 86.257 | 86.257 | 86.257 | 86.257 | 86.257 | 86.257 | 86.257 | 86.257 | 86.257 | 86.257 | 86.257 | 86.257 | 86.257 | 86.257 | 86.257 | 86.257 | 86.257 | 86.257 | 86.257 | 86.257 | 86.257 | 86.257 | 86.257 | 86.257 | 86.257 | 86.257 | 86.257 | 86.257 | 86.257 | 86.257 | 86.257 | 86.257 | 86.257 | 86.257 | 86.257 | 86.257 | 86.257 | 86.257 | 86.257 | 86.257 | 86.257 | 86.257 | 86.257 | 86.257 | 86.257 | 86.257 | 86.257 | 86.257 | 86.257 | 86.257 | 86.257 | 86.257 | 86.257 | 86.257 | 86.257 | 86.257 | 86.257 | 86.257 | 86.257 | 86.257 | 86.257 | 86.257 | 86.257 | 86.257 | 86.257 | 86.257 | 86.257 | 86.257 | 86.257 | 86.257 | 86.257 | 86.257 | 86.257 | 86.257 | 86.257 | 86.257 | 86.257 | 86.257 | 86.257 | 86.257 | 86.257 | 86.257 | 86.257 | 86.257 | 86.257 | 86.257 | 86.257 | 86.257 | 86.257 | 86.257 | 86.257 | 86.257 | 86.257 | 86.257 | 86.257 | 86.257 | 86.257 | 86.257 | 86.257 | 86.257 | 86.257 | 86.257 | 86.257 | 86.257 | 86.257 | 86.257 | 86.257 | 86.257 | 86.257 | 86.257 | 86.257 | 86.257 | 86.257 | 86.257 | 86.257 | 86.257 | 86.257 | 86.257 | 86.257
(+) Insumos | 6.5 | 6.5 | 6.5 | 6.5 | 6.5 | 6.5 | 6.5 | 6.5 | 6.5 | 6.5 | 6.5 | 6.5 | 6.5 | 6.5 | 6.5 | 6.5 | 6.5 | 6.5 | 6.5 | 6.5 | 6.5 | 6.5 | 6.5 | 6.5 | 6.5 | 6.5 | 6.5 | 6.5 | 6.5 | 6.5 | 6.5 | 6.5 | 6.5 | 6.5 | 6.5 | 6.5 | 6.5 | 6.5 | 6.5 | 6.5 | 6.5 | 6.5 | 6.5 | 6.5 | 6.5 | 6.5 | 6.5 | 6.5 | 6.5 | 6.5 | 6.5 | 6.5 | 6.5 | 6.5 | 6.5 | 6.5 | 6.5 | 6.5 | 6.5 | 6.5 | 6.5 | 6.5 | 6.5 | 6.5 | 6.5 | 6.5 | 6.5 | 6.5 | 6.5 | 6.5 | 6.5 | 6.5 | 6.5 | 6.5 | 6.5 | 6.5 | 6.5 | 6.5 | 6.5 | 6.5 | 6.5 | 6.5 | 6.5 | 6.5 | 6.5 | 6.5 | 6.5 | 6.5 | 6.5 | 6.5 | 6.5 | 6.5 | 6.5 | 6.5 | 6.5 | 6.5 | 6.5 | 6.5 | 6.5 | 6.5 | 6.5 | 6.5 | 6.5 | 6.5 | 6.5 | 6.5 | 6.5 | 6.5 | 6.5 | 6.5 | 6.5 | 6.5 | 6.5 | 6.5 | 6.5 | 6.5 | 6.5 | 6.5 | 6.5 | 6.5 | 6.5 | 6.5 | 6.5 | 6.5 | 6.5 | 6.5 | 6.5 | 6.5 | 6.5 | 6.5 | 6.5 | 6.5 | 6.5 | 6.5 | 6.5 | 6.5 | 6.5 | 6.5 | 6.5 | 6.5 | 6.5 | 6.5 | 6.5 | 6.5 | 6.5 | 6.5 | 6.5 | 6.5 | 6.5 | 6.5 | 6.5 | 6.5 | 6.5 | 6.5 | 6.5 | 6.5 | 6.5 | 6.5 | 6.5 | 6.5 | 6.5 | 6.5 | 6.5 | 6.5 | 6.5 | 6.5 | 6.5 | 6.5 | 6.5 | 6.5 | 6.5 | 6.5 | 6.5 | 6.5 | 6.5 | 6.5 | 6.5 | 6.5 | 6.5 | 6.5 | 6.5 | 6.5 | 6.5 | 6.5 | 6.5 | 6.5 | 6.5 | 6.5 | 6.5 | 6.5 | 6.5 | 6.5 | 6.5 | 6.5 | 6.5 | 6.5 | 6.5 | 6.5 | 6.5 | 6.5 | 6.5 | 6.5 | 6.5 | 6.5 | 6.5 | 6.5 | 6.5 | 6.5 | 6.5 | 6.5 | 6.5 | 6.5 | 6.5 | 6.5 | 6.5 | 6.5 | 6.5 | 6.5 | 6.5 | 6.5 | 6.5 | 6.5 | 6.5 | 6.5 | 6.5 | 6.5 | 6.5 | 6.5 | 6.5 | 6.5 | 6.5 | 6.5 | 6.5 | 6.5 | 6.5 | 6.5 | 6.5 | 6.5 | 6.5 | 6.5
(+) Materiais de Manutenção - UFV | 9 | 9 | 9 | 9 | 9 | 9 | 9 | 9 | 9 | 9 | 9 | 9 | 9 | 9 | 9 | 9 | 9 | 9 | 9 | 9 | 9 | 9 | 9 | 9 | 9 | 9 | 9 | 9 | 9 | 9 | 9 | 9 | 9 | 9 | 9 | 9 | 9 | 9 | 9 | 9 | 9 | 9 | 9 | 9 | 9 | 9 | 9 | 9 | 9 | 9 | 9 | 9 | 9 | 9 | 9 | 9 | 9 | 9 | 9 | 9 | 9 | 9 | 9 | 9 | 9 | 9 | 9 | 9 | 9 | 9 | 9 | 9 | 9 | 9 | 9 | 9 | 9 | 9 | 9 | 9 | 9 | 9 | 9 | 9 | 9 | 9 | 9 | 9 | 9 | 9 | 9 | 9 | 9 | 9 | 9 | 9 | 9 | 9 | 9 | 9 | 9 | 9 | 9 | 9 | 9 | 9 | 9 | 9 | 9 | 9 | 9 | 9 | 9 | 9 | 9 | 9 | 9 | 9 | 9 | 9 | 9 | 9 | 9 | 9 | 9 | 9 | 9 | 9 | 9 | 9 | 9 | 9 | 9 | 9 | 9 | 9 | 9 | 9 | 9 | 9 | 9 | 9 | 9 | 9 | 9 | 9 | 9 | 9 | 9 | 9 | 9 | 9 | 9 | 9 | 9 | 9 | 9 | 9 | 9 | 9 | 9 | 9 | 9 | 9 | 9 | 9 | 9 | 9 | 9 | 9 | 9 | 9 | 9 | 9 | 9 | 9 | 9 | 9 | 9 | 9 | 9 | 9 | 9 | 9 | 9 | 9 | 9 | 9 | 9 | 9 | 9 | 9 | 9 | 9 | 9 | 9 | 9 | 9 | 9 | 9 | 9 | 9 | 9 | 9 | 9 | 9 | 9 | 9 | 9 | 9 | 9 | 9 | 9 | 9 | 9 | 9 | 9 | 9 | 9 | 9 | 9 | 9 | 9 | 9 | 9 | 9 | 9 | 9 | 9 | 9 | 9 | 9 | 9 | 9 | 9 | 9 | 9 | 9 | 9 | 9
(+) Materiais de Manutenção - IP (Atual) | 24.0892 | 24.0892 | 24.0892 | 24.0892 | 24.0892 | 24.0892 | 24.0892 | 24.0892 | 24.0892 | 24.0892 | 24.0892 | 24.0892 | 24.0892 | 24.0892 | 24.0892 | 24.0892 | 24.0892 | 24.0892 | 24.0892 | 24.0892 | 24.0892 | 24.0892 | 24.0892 | 24.0892 | 24.0892 | 24.0892 | 24.0892 | 24.0892 | 24.0892 | 24.0892 | 24.0892 | 24.0892 | 24.0892 | 24.0892 | 24.0892 | 24.0892 | 24.0892 | 24.0892 | 24.0892 | 24.0892 | 24.0892 | 24.0892 | 24.0892 | 24.0892 | 24.0892 | 24.0892 | 24.0892 | 24.0892 | 24.0892 | 24.0892 | 24.0892 | 24.0892 | 24.0892 | 24.0892 | 24.0892 | 24.0892 | 24.0892 | 24.0892 | 24.0892 | 24.0892 | 24.0892 | 24.0892 | 24.0892 | 24.0892 | 24.0892 | 24.0892 | 24.0892 | 24.0892 | 24.0892 | 24.0892 | 24.0892 | 24.0892 | 24.0892 | 24.0892 | 24.0892 | 24.0892 | 24.0892 | 24.0892 | 24.0892 | 24.0892 | 24.0892 | 24.0892 | 24.0892 | 24.0892 | 24.0892 | 24.0892 | 24.0892 | 24.0892 | 24.0892 | 24.0892 | 24.0892 | 24.0892 | 24.0892 | 24.0892 | 24.0892 | 24.0892 | 24.0892 | 24.0892 | 24.0892 | 24.0892 | 24.0892 | 24.0892 | 24.0892 | 24.0892 | 24.0892 | 24.0892 | 24.0892 | 24.0892 | 24.0892 | 24.0892 | 24.0892 | 24.0892 | 24.0892 | 24.0892 | 24.0892 | 24.0892 | 24.0892 | 24.0892 | 24.0892 | 24.0892 | 0 | 0 | 0 | 0 | 0 | 0 | 0 | 0 | 0 | 0 | 0 | 0 | 0 | 0 | 0 | 0 | 0 | 0 | 0 | 0 | 0 | 0 | 0 | 0 | 0 | 0 | 0 | 0 | 0 | 0 | 0 | 0 | 0 | 0 | 0 | 0 | 0 | 0 | 0 | 0 | 0 | 0 | 0 | 0 | 0 | 0 | 0 | 0 | 0 | 0 | 0 | 0 | 0 | 0 | 0 | 0 | 0 | 0 | 0 | 0 | 0 | 0 | 0 | 0 | 0 | 0 | 0 | 0 | 0 | 0 | 0 | 0 | 0 | 0 | 0 | 0 | 0 | 0 | 0 | 0 | 0 | 0 | 0 | 0 | 0 | 0 | 0 | 0 | 0 | 0 | 0 | 0 | 0 | 0 | 0 | 0 | 0 | 0 | 0 | 0 | 0 | 0 | 0 | 0 | 0 | 0 | 0 | 0 | 0 | 0 | 0 | 0 | 0 | 0 | 0 | 0 | 0 | 0 | 0 | 0
(+) Materiais de Manutenção - Operação das iniciativas de EE | 27.4556 | 27.4556 | 27.4556 | 27.4556 | 27.4556 | 27.4556 | 27.4556 | 27.4556 | 27.4556 | 27.4556 | 27.4556 | 27.4556 | 27.4556 | 27.4556 | 27.4556 | 27.4556 | 27.4556 | 27.4556 | 27.4556 | 27.4556 | 27.4556 | 27.4556 | 27.4556 | 27.4556 | 27.4556 | 27.4556 | 27.4556 | 27.4556 | 27.4556 | 27.4556 | 27.4556 | 27.4556 | 27.4556 | 27.4556 | 27.4556 | 27.4556 | 27.4556 | 27.4556 | 27.4556 | 27.4556 | 27.4556 | 27.4556 | 27.4556 | 27.4556 | 27.4556 | 27.4556 | 27.4556 | 27.4556 | 27.4556 | 27.4556 | 27.4556 | 27.4556 | 27.4556 | 27.4556 | 27.4556 | 27.4556 | 27.4556 | 27.4556 | 27.4556 | 27.4556 | 27.4556 | 27.4556 | 27.4556 | 27.4556 | 27.4556 | 27.4556 | 27.4556 | 27.4556 | 27.4556 | 27.4556 | 27.4556 | 27.4556 | 27.4556 | 27.4556 | 27.4556 | 27.4556 | 27.4556 | 27.4556 | 27.4556 | 27.4556 | 27.4556 | 27.4556 | 27.4556 | 27.4556 | 27.4556 | 27.4556 | 27.4556 | 27.4556 | 27.4556 | 27.4556 | 27.4556 | 27.4556 | 27.4556 | 27.4556 | 27.4556 | 27.4556 | 27.4556 | 27.4556 | 27.4556 | 27.4556 | 27.4556 | 27.4556 | 27.4556 | 27.4556 | 27.4556 | 27.4556 | 27.4556 | 27.4556 | 27.4556 | 27.4556 | 27.4556 | 27.4556 | 27.4556 | 27.4556 | 27.4556 | 27.4556 | 27.4556 | 27.4556 | 27.4556 | 27.4556 | 48.5791 | 48.5791 | 48.5791 | 48.5791 | 48.5791 | 48.5791 | 48.5791 | 48.5791 | 48.5791 | 48.5791 | 48.5791 | 48.5791 | 48.5791 | 48.5791 | 48.5791 | 48.5791 | 48.5791 | 48.5791 | 48.5791 | 48.5791 | 48.5791 | 48.5791 | 48.5791 | 48.5791 | 48.5791 | 48.5791 | 48.5791 | 48.5791 | 48.5791 | 48.5791 | 48.5791 | 48.5791 | 48.5791 | 48.5791 | 48.5791 | 48.5791 | 48.5791 | 48.5791 | 48.5791 | 48.5791 | 48.5791 | 48.5791 | 48.5791 | 48.5791 | 48.5791 | 48.5791 | 48.5791 | 48.5791 | 48.5791 | 48.5791 | 48.5791 | 48.5791 | 48.5791 | 48.5791 | 48.5791 | 48.5791 | 48.5791 | 48.5791 | 48.5791 | 48.5791 | 48.5791 | 48.5791 | 48.5791 | 48.5791 | 48.5791 | 48.5791 | 48.5791 | 48.5791 | 48.5791 | 48.5791 | 48.5791 | 48.5791 | 48.5791 | 48.5791 | 48.5791 | 48.5791 | 48.5791 | 48.5791 | 48.5791 | 48.5791 | 48.5791 | 48.5791 | 48.5791 | 48.5791 | 48.5791 | 48.5791 | 48.5791 | 48.5791 | 48.5791 | 48.5791 | 48.5791 | 48.5791 | 48.5791 | 48.5791 | 48.5791 | 48.5791 | 48.5791 | 48.5791 | 48.5791 | 48.5791 | 48.5791 | 48.5791 | 48.5791 | 48.5791 | 48.5791 | 48.5791 | 48.5791 | 48.5791 | 48.5791 | 48.5791 | 48.5791 | 48.5791 | 48.5791 | 48.5791 | 48.5791 | 48.5791 | 48.5791 | 48.5791 | 48.5791 | 48.5791
(5) EBITDA (3-4) | 239.2075 | 239.2075 | 239.2075 | 239.2075 | 239.2075 | 239.2075 | 239.2075 | 239.2075 | 239.2075 | 239.2075 | 239.2075 | 239.2075 | 239.2075 | 239.2075 | 239.2075 | 239.2075 | 239.2075 | 239.2075 | 239.2075 | 239.2075 | 239.2075 | 239.2075 | 239.2075 | 239.2075 | 239.2075 | 239.2075 | 239.2075 | 239.2075 | 239.2075 | 239.2075 | 239.2075 | 239.2075 | 239.2075 | 239.2075 | 239.2075 | 239.2075 | 239.2075 | 239.2075 | 239.2075 | 239.2075 | 239.2075 | 239.2075 | 239.2075 | 239.2075 | 239.2075 | 239.2075 | 239.2075 | 239.2075 | 239.2075 | 239.2075 | 239.2075 | 239.2075 | 239.2075 | 239.2075 | 239.2075 | 239.2075 | 239.2075 | 239.2075 | 239.2075 | 239.2075 | 239.2075 | 239.2075 | 239.2075 | 239.2075 | 239.2075 | 239.2075 | 239.2075 | 239.2075 | 239.2075 | 239.2075 | 239.2075 | 239.2075 | 239.2075 | 239.2075 | 239.2075 | 239.2075 | 239.2075 | 239.2075 | 239.2075 | 239.2075 | 239.2075 | 239.2075 | 239.2075 | 239.2075 | 239.2075 | 239.2075 | 239.2075 | 239.2075 | 239.2075 | 239.2075 | 239.2075 | 239.2075 | 239.2075 | 239.2075 | 239.2075 | 239.2075 | 239.2075 | 239.2075 | 239.2075 | 239.2075 | 239.2075 | 239.2075 | 239.2075 | 239.2075 | 239.2075 | 239.2075 | 239.2075 | 239.2075 | 239.2075 | 239.2075 | 239.2075 | 239.2075 | 239.2075 | 239.2075 | 239.2075 | 239.2075 | 239.2075 | 239.2075 | 239.2075 | 239.2075 | 242.1732 | 242.1732 | 242.1732 | 242.1732 | 242.1732 | 242.1732 | 242.1732 | 242.1732 | 242.1732 | 242.1732 | 242.1732 | 242.1732 | 242.1732 | 242.1732 | 242.1732 | 242.1732 | 242.1732 | 242.1732 | 242.1732 | 242.1732 | 242.1732 | 242.1732 | 242.1732 | 242.1732 | 242.1732 | 242.1732 | 242.1732 | 242.1732 | 242.1732 | 242.1732 | 242.1732 | 242.1732 | 242.1732 | 242.1732 | 242.1732 | 242.1732 | 242.1732 | 242.1732 | 242.1732 | 242.1732 | 242.1732 | 242.1732 | 242.1732 | 242.1732 | 242.1732 | 242.1732 | 242.1732 | 242.1732 | 242.1732 | 242.1732 | 242.1732 | 242.1732 | 242.1732 | 242.1732 | 242.1732 | 242.1732 | 242.1732 | 242.1732 | 242.1732 | 242.1732 | 242.1732 | 242.1732 | 242.1732 | 242.1732 | 242.1732 | 242.1732 | 242.1732 | 242.1732 | 242.1732 | 242.1732 | 242.1732 | 242.1732 | 242.1732 | 242.1732 | 242.1732 | 242.1732 | 242.1732 | 242.1732 | 242.1732 | 242.1732 | 242.1732 | 242.1732 | 242.1732 | 242.1732 | 242.1732 | 242.1732 | 242.1732 | 242.1732 | 242.1732 | 242.1732 | 242.1732 | 242.1732 | 242.1732 | 242.1732 | 242.1732 | 242.1732 | 242.1732 | 242.1732 | 242.1732 | 242.1732 | 242.1732 | 242.1732 | 242.1732 | 242.1732 | 242.1732 | 242.1732 | 242.1732 | 242.1732 | 242.1732 | 242.1732 | 242.1732 | 242.1732 | 242.1732 | 242.1732 | 242.1732 | 242.1732 | 242.1732 | 242.1732 | 242.1732 | 242.1732
(6) DEPRECIAÇÃO | 6.25 | 7.0868 | 7.9272 | 8.771 | 24.9142 | 41.1873 | 57.4679 | 72.669 | 87.9956 | 103.4498 | 108.2093 | 115.8941 | 115.8941 | 115.8941 | 115.8941 | 115.8941 | 115.8941 | 115.8941 | 115.8941 | 115.8941 | 115.8941 | 115.8941 | 115.8941 | 115.8941 | 115.8941 | 115.8941 | 115.8941 | 115.8941 | 115.8941 | 115.8941 | 115.8941 | 115.8941 | 115.8941 | 115.8941 | 115.8941 | 115.8941 | 115.8941 | 115.8941 | 115.8941 | 115.8941 | 115.8941 | 115.8941 | 115.8941 | 115.8941 | 115.8941 | 115.8941 | 115.8941 | 115.8941 | 115.8941 | 115.8941 | 115.8941 | 115.8941 | 115.8941 | 115.8941 | 115.8941 | 115.8941 | 115.8941 | 115.8941 | 115.8941 | 115.8941 | 115.8941 | 115.8941 | 115.8941 | 115.8941 | 115.8941 | 115.8941 | 115.8941 | 115.8941 | 115.8941 | 115.8941 | 115.8941 | 115.8941 | 115.8941 | 115.8941 | 115.8941 | 115.8941 | 115.8941 | 115.8941 | 115.8941 | 115.8941 | 115.8941 | 115.8941 | 115.8941 | 115.8941 | 115.8941 | 115.8941 | 115.8941 | 115.8941 | 115.8941 | 115.8941 | 115.8941 | 115.8941 | 115.8941 | 115.8941 | 115.8941 | 115.8941 | 115.8941 | 115.8941 | 115.8941 | 115.8941 | 115.8941 | 115.8941 | 115.8941 | 115.8941 | 115.8941 | 115.8941 | 115.8941 | 115.8941 | 115.8941 | 115.8941 | 115.8941 | 115.8941 | 115.8941 | 115.8941 | 115.8941 | 115.8941 | 115.8941 | 115.8941 | 115.8941 | 115.8941 | 38.0868 | 47.3722 | 56.7363 | 66.1805 | 88.3412 | 110.6946 | 133.2442 | 155.9932 | 178.9454 | 202.1044 | 214.6494 | 228.227 | 228.227 | 228.227 | 228.227 | 228.227 | 228.227 | 228.227 | 228.227 | 228.227 | 228.227 | 228.227 | 228.227 | 228.227 | 228.227 | 228.227 | 228.227 | 228.227 | 228.227 | 228.227 | 228.227 | 228.227 | 228.227 | 228.227 | 228.227 | 228.227 | 228.227 | 228.227 | 228.227 | 228.227 | 228.227 | 228.227 | 228.227 | 228.227 | 228.227 | 228.227 | 228.227 | 228.227 | 228.227 | 228.227 | 228.227 | 228.227 | 228.227 | 228.227 | 228.227 | 228.227 | 228.227 | 228.227 | 228.227 | 228.227 | 228.227 | 228.227 | 228.227 | 228.227 | 228.227 | 228.227 | 228.227 | 228.227 | 228.227 | 228.227 | 228.227 | 228.227 | 228.227 | 228.227 | 228.227 | 228.227 | 228.227 | 228.227 | 228.227 | 228.227 | 228.227 | 228.227 | 228.227 | 228.227 | 228.227 | 228.227 | 228.227 | 228.227 | 228.227 | 228.227 | 228.227 | 228.227 | 228.227 | 228.227 | 228.227 | 228.227 | 228.227 | 228.227 | 228.227 | 228.227 | 228.227 | 228.227 | 228.227 | 228.227 | 228.227 | 228.227 | 228.227 | 228.227 | 228.227 | 228.227 | 228.227 | 228.227 | 228.227 | 228.227 | 228.227 | 228.227 | 228.227 | 228.227 | 228.227 | 228.227
(7) RESULTADO FINANCEIRO | 0 | -6.1334 | -6.9512 | -7.769 | -8.5867 | -17.385 | -26.1832 | -34.862 | -42.9802 | -51.0983 | -59.2165 | -62.466 | -67.9736 | -67.9736 | -67.9736 | -67.9736 | -67.9736 | -67.9736 | -67.9736 | -67.9736 | -67.9736 | -67.9736 | -67.9736 | -67.9736 | -67.9736 | -67.9932 | -68.013 | -68.0328 | -68.0527 | -68.0728 | -68.093 | -68.1133 | -68.1337 | -68.1542 | -68.1749 | -68.1957 | -68.2166 | -68.2376 | -68.2587 | -68.28 | -68.3014 | -68.3229 | -68.3445 | -68.3663 | -68.3882 | -68.4102 | -68.4324 | -68.4546 | -68.4771 | -68.4996 | -68.5223 | -68.5451 | -68.568 | -68.5911 | -68.6143 | -68.6376 | -68.6611 | -68.6847 | -68.7085 | -68.7324 | -68.7564 | -68.7806 | -68.8049 | -68.8294 | -68.854 | -68.8787 | -68.9036 | -68.9286 | -68.9538 | -68.9791 | -69.0046 | -69.0302 | -69.056 | -69.0819 | -69.108 | -69.1342 | -69.1606 | -69.1871 | -69.2138 | -69.2407 | -69.2677 | -69.2948 | -69.3221 | -69.3496 | -69.3773 | -69.4051 | -69.433 | -69.4611 | -69.4894 | -69.5179 | -69.5465 | -69.5753 | -69.6043 | -69.6334 | -69.6627 | -69.6921 | -69.7218 | -69.7516 | -69.7816 | -69.8117 | -69.8421 | -69.8726 | -69.9033 | -69.9342 | -69.9652 | -69.9964 | -70.0279 | -70.0595 | -70.0912 | -70.1232 | -70.1554 | -70.1877 | -70.2203 | -70.253 | -70.2859 | -70.319 | -70.3523 | -70.3858 | -70.4195 | -70.4534 | 0 | 0 | 0 | 0 | 0 | 0 | 0 | 0 | 0 | 0 | 0 | 0 | 0 | 0 | 0 | 0 | 0 | 0 | 0 | 0 | 0 | 0 | 0 | 0 | 0 | 0 | 0 | 0 | 0 | 0 | 0 | 0 | 0 | 0 | 0 | 0 | 0 | 0 | 0 | 0 | 0 | 0 | 0 | 0 | 0 | 0 | 0 | 0 | 0 | 0 | 0 | 0 | 0 | 0 | 0 | 0 | 0 | 0 | 0 | 0 | 0 | 0 | 0 | 0 | 0 | 0 | 0 | 0 | 0 | 0 | 0 | 0 | 0 | 0 | 0 | 0 | 0 | 0 | 0 | 0 | 0 | 0 | 0 | 0 | 0 | 0 | 0 | 0 | 0 | 0 | 0 | 0 | 0 | 0 | 0 | 0 | 0 | 0 | 0 | 0 | 0 | 0 | 0 | 0 | 0 | 0 | 0 | 0 | 0 | 0 | 0 | 0 | 0 | 0 | 0 | 0 | 0 | 0 | 0 | 0
(+) RECEITAS FINANCEIRAS | 0 | 0 | 0 | 0 | 0 | 0 | 0 | 0 | 0 | 0 | 0 | 0 | 0 | 0 | 0 | 0 | 0 | 0 | 0 | 0 | 0 | 0 | 0 | 0 | 0 | 0 | 0 | 0 | 0 | 0 | 0 | 0 | 0 | 0 | 0 | 0 | 0 | 0 | 0 | 0 | 0 | 0 | 0 | 0 | 0 | 0 | 0 | 0 | 0 | 0 | 0 | 0 | 0 | 0 | 0 | 0 | 0 | 0 | 0 | 0 | 0 | 0 | 0 | 0 | 0 | 0 | 0 | 0 | 0 | 0 | 0 | 0 | 0 | 0 | 0 | 0 | 0 | 0 | 0 | 0 | 0 | 0 | 0 | 0 | 0 | 0 | 0 | 0 | 0 | 0 | 0 | 0 | 0 | 0 | 0 | 0 | 0 | 0 | 0 | 0 | 0 | 0 | 0 | 0 | 0 | 0 | 0 | 0 | 0 | 0 | 0 | 0 | 0 | 0 | 0 | 0 | 0 | 0 | 0 | 0 | 0 | 0 | 0 | 0 | 0 | 0 | 0 | 0 | 0 | 0 | 0 | 0 | 0 | 0 | 0 | 0 | 0 | 0 | 0 | 0 | 0 | 0 | 0 | 0 | 0 | 0 | 0 | 0 | 0 | 0 | 0 | 0 | 0 | 0 | 0 | 0 | 0 | 0 | 0 | 0 | 0 | 0 | 0 | 0 | 0 | 0 | 0 | 0 | 0 | 0 | 0 | 0 | 0 | 0 | 0 | 0 | 0 | 0 | 0 | 0 | 0 | 0 | 0 | 0 | 0 | 0 | 0 | 0 | 0 | 0 | 0 | 0 | 0 | 0 | 0 | 0 | 0 | 0 | 0 | 0 | 0 | 0 | 0 | 0 | 0 | 0 | 0 | 0 | 0 | 0 | 0 | 0 | 0 | 0 | 0 | 0 | 0 | 0 | 0 | 0 | 0 | 0 | 0 | 0 | 0 | 0 | 0 | 0 | 0 | 0 | 0 | 0 | 0 | 0 | 0 | 0 | 0 | 0 | 0 | 0
(-) DESPESAS FINANCEIRAS | 0 | -6.1334 | -6.9512 | -7.769 | -8.5867 | -17.385 | -26.1832 | -34.862 | -42.9802 | -51.0983 | -59.2165 | -62.466 | -67.9736 | -67.9736 | -67.9736 | -67.9736 | -67.9736 | -67.9736 | -67.9736 | -67.9736 | -67.9736 | -67.9736 | -67.9736 | -67.9736 | -67.9736 | -67.9932 | -68.013 | -68.0328 | -68.0527 | -68.0728 | -68.093 | -68.1133 | -68.1337 | -68.1542 | -68.1749 | -68.1957 | -68.2166 | -68.2376 | -68.2587 | -68.28 | -68.3014 | -68.3229 | -68.3445 | -68.3663 | -68.3882 | -68.4102 | -68.4324 | -68.4546 | -68.4771 | -68.4996 | -68.5223 | -68.5451 | -68.568 | -68.5911 | -68.6143 | -68.6376 | -68.6611 | -68.6847 | -68.7085 | -68.7324 | -68.7564 | -68.7806 | -68.8049 | -68.8294 | -68.854 | -68.8787 | -68.9036 | -68.9286 | -68.9538 | -68.9791 | -69.0046 | -69.0302 | -69.056 | -69.0819 | -69.108 | -69.1342 | -69.1606 | -69.1871 | -69.2138 | -69.2407 | -69.2677 | -69.2948 | -69.3221 | -69.3496 | -69.3773 | -69.4051 | -69.433 | -69.4611 | -69.4894 | -69.5179 | -69.5465 | -69.5753 | -69.6043 | -69.6334 | -69.6627 | -69.6921 | -69.7218 | -69.7516 | -69.7816 | -69.8117 | -69.8421 | -69.8726 | -69.9033 | -69.9342 | -69.9652 | -69.9964 | -70.0279 | -70.0595 | -70.0912 | -70.1232 | -70.1554 | -70.1877 | -70.2203 | -70.253 | -70.2859 | -70.319 | -70.3523 | -70.3858 | -70.4195 | -70.4534 | 0 | 0 | 0 | 0 | 0 | 0 | 0 | 0 | 0 | 0 | 0 | 0 | 0 | 0 | 0 | 0 | 0 | 0 | 0 | 0 | 0 | 0 | 0 | 0 | 0 | 0 | 0 | 0 | 0 | 0 | 0 | 0 | 0 | 0 | 0 | 0 | 0 | 0 | 0 | 0 | 0 | 0 | 0 | 0 | 0 | 0 | 0 | 0 | 0 | 0 | 0 | 0 | 0 | 0 | 0 | 0 | 0 | 0 | 0 | 0 | 0 | 0 | 0 | 0 | 0 | 0 | 0 | 0 | 0 | 0 | 0 | 0 | 0 | 0 | 0 | 0 | 0 | 0 | 0 | 0 | 0 | 0 | 0 | 0 | 0 | 0 | 0 | 0 | 0 | 0 | 0 | 0 | 0 | 0 | 0 | 0 | 0 | 0 | 0 | 0 | 0 | 0 | 0 | 0 | 0 | 0 | 0 | 0 | 0 | 0 | 0 | 0 | 0 | 0 | 0 | 0 | 0 | 0 | 0 | 0
(8) LUCRO ANTES DO IMPOSTO (5-6+7) | 232.9575 | 225.9873 | 224.3291 | 222.6675 | 205.7066 | 180.6351 | 155.5564 | 131.6764 | 108.2317 | 84.6593 | 71.7817 | 60.8474 | 55.3397 | 55.3397 | 55.3397 | 55.3397 | 55.3397 | 55.3397 | 55.3397 | 55.3397 | 55.3397 | 55.3397 | 55.3397 | 55.3397 | 55.3397 | 55.3201 | 55.3004 | 55.2806 | 55.2606 | 55.2406 | 55.2204 | 55.2001 | 55.1797 | 55.1592 | 55.1385 | 55.1177 | 55.0968 | 55.0758 | 55.0547 | 55.0334 | 55.012 | 54.9905 | 54.9689 | 54.9471 | 54.9252 | 54.9032 | 54.881 | 54.8587 | 54.8363 | 54.8138 | 54.7911 | 54.7683 | 54.7454 | 54.7223 | 54.6991 | 54.6757 | 54.6523 | 54.6286 | 54.6049 | 54.581 | 54.557 | 54.5328 | 54.5085 | 54.484 | 54.4594 | 54.4347 | 54.4098 | 54.3848 | 54.3596 | 54.3343 | 54.3088 | 54.2832 | 54.2574 | 54.2315 | 54.2054 | 54.1792 | 54.1528 | 54.1263 | 54.0996 | 54.0727 | 54.0457 | 54.0186 | 53.9912 | 53.9638 | 53.9361 | 53.9083 | 53.8804 | 53.8522 | 53.8239 | 53.7955 | 53.7669 | 53.7381 | 53.7091 | 53.68 | 53.6507 | 53.6212 | 53.5916 | 53.5618 | 53.5318 | 53.5016 | 53.4713 | 53.4408 | 53.4101 | 53.3792 | 53.3482 | 53.3169 | 53.2855 | 53.2539 | 53.2221 | 53.1902 | 53.158 | 53.1257 | 53.0931 | 53.0604 | 53.0275 | 52.9944 | 52.9611 | 52.9276 | 52.8939 | 52.86 | 204.0865 | 194.801 | 185.4369 | 175.9928 | 153.832 | 131.4786 | 108.9291 | 86.18 | 63.2278 | 40.0688 | 27.5238 | 13.9463 | 13.9463 | 13.9463 | 13.9463 | 13.9463 | 13.9463 | 13.9463 | 13.9463 | 13.9463 | 13.9463 | 13.9463 | 13.9463 | 13.9463 | 13.9463 | 13.9463 | 13.9463 | 13.9463 | 13.9463 | 13.9463 | 13.9463 | 13.9463 | 13.9463 | 13.9463 | 13.9463 | 13.9463 | 13.9463 | 13.9463 | 13.9463 | 13.9463 | 13.9463 | 13.9463 | 13.9463 | 13.9463 | 13.9463 | 13.9463 | 13.9463 | 13.9463 | 13.9463 | 13.9463 | 13.9463 | 13.9463 | 13.9463 | 13.9463 | 13.9463 | 13.9463 | 13.9463 | 13.9463 | 13.9463 | 13.9463 | 13.9463 | 13.9463 | 13.9463 | 13.9463 | 13.9463 | 13.9463 | 13.9463 | 13.9463 | 13.9463 | 13.9463 | 13.9463 | 13.9463 | 13.9463 | 13.9463 | 13.9463 | 13.9463 | 13.9463 | 13.9463 | 13.9463 | 13.9463 | 13.9463 | 13.9463 | 13.9463 | 13.9463 | 13.9463 | 13.9463 | 13.9463 | 13.9463 | 13.9463 | 13.9463 | 13.9463 | 13.9463 | 13.9463 | 13.9463 | 13.9463 | 13.9463 | 13.9463 | 13.9463 | 13.9463 | 13.9463 | 13.9463 | 13.9463 | 13.9463 | 13.9463 | 13.9463 | 13.9463 | 13.9463 | 13.9463 | 13.9463 | 13.9463 | 13.9463 | 13.9463 | 13.9463 | 13.9463 | 13.9463 | 13.9463 | 13.9463 | 13.9463 | 13.9463 | 13.9463
(9) IRPJ / CSLL | 77.2055 | 74.8357 | 74.2719 | 73.7069 | 67.9402 | 59.416 | 50.8892 | 42.77 | 34.7988 | 26.7842 | 22.4058 | 18.6881 | 16.8155 | 16.8155 | 16.8155 | 16.8155 | 16.8155 | 16.8155 | 16.8155 | 16.8155 | 16.8155 | 16.8155 | 16.8155 | 16.8155 | 16.8155 | 16.8088 | 16.8021 | 16.7954 | 16.7886 | 16.7818 | 16.7749 | 16.768 | 16.7611 | 16.7541 | 16.7471 | 16.74 | 16.7329 | 16.7258 | 16.7186 | 16.7114 | 16.7041 | 16.6968 | 16.6894 | 16.682 | 16.6746 | 16.6671 | 16.6595 | 16.652 | 16.6444 | 16.6367 | 16.629 | 16.6212 | 16.6134 | 16.6056 | 16.5977 | 16.5898 | 16.5818 | 16.5737 | 16.5657 | 16.5575 | 16.5494 | 16.5412 | 16.5329 | 16.5246 | 16.5162 | 16.5078 | 16.4993 | 16.4908 | 16.4823 | 16.4736 | 16.465 | 16.4563 | 16.4475 | 16.4387 | 16.4298 | 16.4209 | 16.4119 | 16.4029 | 16.3939 | 16.3847 | 16.3755 | 16.3663 | 16.357 | 16.3477 | 16.3383 | 16.3288 | 16.3193 | 16.3098 | 16.3001 | 16.2905 | 16.2807 | 16.2709 | 16.2611 | 16.2512 | 16.2412 | 16.2312 | 16.2211 | 16.211 | 16.2008 | 16.1906 | 16.1802 | 16.1699 | 16.1594 | 16.1489 | 16.1384 | 16.1278 | 16.1171 | 16.1063 | 16.0955 | 16.0847 | 16.0737 | 16.0627 | 16.0517 | 16.0405 | 16.0293 | 16.0181 | 16.0068 | 15.9954 | 15.9839 | 15.9724 | 67.3894 | 64.2324 | 61.0485 | 57.8375 | 50.3029 | 42.7027 | 35.0359 | 27.3012 | 19.4975 | 11.6234 | 7.3581 | 3.3471 | 3.3471 | 3.3471 | 3.3471 | 3.3471 | 3.3471 | 3.3471 | 3.3471 | 3.3471 | 3.3471 | 3.3471 | 3.3471 | 3.3471 | 3.3471 | 3.3471 | 3.3471 | 3.3471 | 3.3471 | 3.3471 | 3.3471 | 3.3471 | 3.3471 | 3.3471 | 3.3471 | 3.3471 | 3.3471 | 3.3471 | 3.3471 | 3.3471 | 3.3471 | 3.3471 | 3.3471 | 3.3471 | 3.3471 | 3.3471 | 3.3471 | 3.3471 | 3.3471 | 3.3471 | 3.3471 | 3.3471 | 3.3471 | 3.3471 | 3.3471 | 3.3471 | 3.3471 | 3.3471 | 3.3471 | 3.3471 | 3.3471 | 3.3471 | 3.3471 | 3.3471 | 3.3471 | 3.3471 | 3.3471 | 3.3471 | 3.3471 | 3.3471 | 3.3471 | 3.3471 | 3.3471 | 3.3471 | 3.3471 | 3.3471 | 3.3471 | 3.3471 | 3.3471 | 3.3471 | 3.3471 | 3.3471 | 3.3471 | 3.3471 | 3.3471 | 3.3471 | 3.3471 | 3.3471 | 3.3471 | 3.3471 | 3.3471 | 3.3471 | 3.3471 | 3.3471 | 3.3471 | 3.3471 | 3.3471 | 3.3471 | 3.3471 | 3.3471 | 3.3471 | 3.3471 | 3.3471 | 3.3471 | 3.3471 | 3.3471 | 3.3471 | 3.3471 | 3.3471 | 3.3471 | 3.3471 | 3.3471 | 3.3471 | 3.3471 | 3.3471 | 3.3471 | 3.3471 | 3.3471 | 3.3471 | 3.3471
(REF) Base de Cálculo | 232.9575 | 225.9873 | 224.3291 | 222.6675 | 205.7066 | 180.6351 | 155.5564 | 131.6764 | 108.2317 | 84.6593 | 71.7817 | 60.8474 | 55.3397 | 55.3397 | 55.3397 | 55.3397 | 55.3397 | 55.3397 | 55.3397 | 55.3397 | 55.3397 | 55.3397 | 55.3397 | 55.3397 | 55.3397 | 55.3201 | 55.3004 | 55.2806 | 55.2606 | 55.2406 | 55.2204 | 55.2001 | 55.1797 | 55.1592 | 55.1385 | 55.1177 | 55.0968 | 55.0758 | 55.0547 | 55.0334 | 55.012 | 54.9905 | 54.9689 | 54.9471 | 54.9252 | 54.9032 | 54.881 | 54.8587 | 54.8363 | 54.8138 | 54.7911 | 54.7683 | 54.7454 | 54.7223 | 54.6991 | 54.6757 | 54.6523 | 54.6286 | 54.6049 | 54.581 | 54.557 | 54.5328 | 54.5085 | 54.484 | 54.4594 | 54.4347 | 54.4098 | 54.3848 | 54.3596 | 54.3343 | 54.3088 | 54.2832 | 54.2574 | 54.2315 | 54.2054 | 54.1792 | 54.1528 | 54.1263 | 54.0996 | 54.0727 | 54.0457 | 54.0186 | 53.9912 | 53.9638 | 53.9361 | 53.9083 | 53.8804 | 53.8522 | 53.8239 | 53.7955 | 53.7669 | 53.7381 | 53.7091 | 53.68 | 53.6507 | 53.6212 | 53.5916 | 53.5618 | 53.5318 | 53.5016 | 53.4713 | 53.4408 | 53.4101 | 53.3792 | 53.3482 | 53.3169 | 53.2855 | 53.2539 | 53.2221 | 53.1902 | 53.158 | 53.1257 | 53.0931 | 53.0604 | 53.0275 | 52.9944 | 52.9611 | 52.9276 | 52.8939 | 52.86 | 204.0865 | 194.801 | 185.4369 | 175.9928 | 153.832 | 131.4786 | 108.9291 | 86.18 | 63.2278 | 40.0688 | 27.5238 | 13.9463 | 13.9463 | 13.9463 | 13.9463 | 13.9463 | 13.9463 | 13.9463 | 13.9463 | 13.9463 | 13.9463 | 13.9463 | 13.9463 | 13.9463 | 13.9463 | 13.9463 | 13.9463 | 13.9463 | 13.9463 | 13.9463 | 13.9463 | 13.9463 | 13.9463 | 13.9463 | 13.9463 | 13.9463 | 13.9463 | 13.9463 | 13.9463 | 13.9463 | 13.9463 | 13.9463 | 13.9463 | 13.9463 | 13.9463 | 13.9463 | 13.9463 | 13.9463 | 13.9463 | 13.9463 | 13.9463 | 13.9463 | 13.9463 | 13.9463 | 13.9463 | 13.9463 | 13.9463 | 13.9463 | 13.9463 | 13.9463 | 13.9463 | 13.9463 | 13.9463 | 13.9463 | 13.9463 | 13.9463 | 13.9463 | 13.9463 | 13.9463 | 13.9463 | 13.9463 | 13.9463 | 13.9463 | 13.9463 | 13.9463 | 13.9463 | 13.9463 | 13.9463 | 13.9463 | 13.9463 | 13.9463 | 13.9463 | 13.9463 | 13.9463 | 13.9463 | 13.9463 | 13.9463 | 13.9463 | 13.9463 | 13.9463 | 13.9463 | 13.9463 | 13.9463 | 13.9463 | 13.9463 | 13.9463 | 13.9463 | 13.9463 | 13.9463 | 13.9463 | 13.9463 | 13.9463 | 13.9463 | 13.9463 | 13.9463 | 13.9463 | 13.9463 | 13.9463 | 13.9463 | 13.9463 | 13.9463 | 13.9463 | 13.9463 | 13.9463 | 13.9463 | 13.9463 | 13.9463 | 13.9463 | 13.9463 | 13.9463
(+) IRPJ | 56.2394 | 54.4968 | 54.0823 | 53.6669 | 49.4266 | 43.1588 | 36.8891 | 30.9191 | 25.0579 | 19.1648 | 15.9454 | 13.2119 | 11.8349 | 11.8349 | 11.8349 | 11.8349 | 11.8349 | 11.8349 | 11.8349 | 11.8349 | 11.8349 | 11.8349 | 11.8349 | 11.8349 | 11.8349 | 11.83 | 11.8251 | 11.8201 | 11.8152 | 11.8101 | 11.8051 | 11.8 | 11.7949 | 11.7898 | 11.7846 | 11.7794 | 11.7742 | 11.769 | 11.7637 | 11.7583 | 11.753 | 11.7476 | 11.7422 | 11.7368 | 11.7313 | 11.7258 | 11.7203 | 11.7147 | 11.7091 | 11.7034 | 11.6978 | 11.6921 | 11.6863 | 11.6806 | 11.6748 | 11.6689 | 11.6631 | 11.6572 | 11.6512 | 11.6453 | 11.6392 | 11.6332 | 11.6271 | 11.621 | 11.6149 | 11.6087 | 11.6024 | 11.5962 | 11.5899 | 11.5836 | 11.5772 | 11.5708 | 11.5643 | 11.5579 | 11.5513 | 11.5448 | 11.5382 | 11.5316 | 11.5249 | 11.5182 | 11.5114 | 11.5046 | 11.4978 | 11.4909 | 11.484 | 11.4771 | 11.4701 | 11.4631 | 11.456 | 11.4489 | 11.4417 | 11.4345 | 11.4273 | 11.42 | 11.4127 | 11.4053 | 11.3979 | 11.3904 | 11.383 | 11.3754 | 11.3678 | 11.3602 | 11.3525 | 11.3448 | 11.337 | 11.3292 | 11.3214 | 11.3135 | 11.3055 | 11.2975 | 11.2895 | 11.2814 | 11.2733 | 11.2651 | 11.2569 | 11.2486 | 11.2403 | 11.2319 | 11.2235 | 11.215 | 49.0216 | 46.7003 | 44.3592 | 41.9982 | 36.458 | 30.8696 | 25.2323 | 19.545 | 13.807 | 8.0172 | 4.881 | 2.0919 | 2.0919 | 2.0919 | 2.0919 | 2.0919 | 2.0919 | 2.0919 | 2.0919 | 2.0919 | 2.0919 | 2.0919 | 2.0919 | 2.0919 | 2.0919 | 2.0919 | 2.0919 | 2.0919 | 2.0919 | 2.0919 | 2.0919 | 2.0919 | 2.0919 | 2.0919 | 2.0919 | 2.0919 | 2.0919 | 2.0919 | 2.0919 | 2.0919 | 2.0919 | 2.0919 | 2.0919 | 2.0919 | 2.0919 | 2.0919 | 2.0919 | 2.0919 | 2.0919 | 2.0919 | 2.0919 | 2.0919 | 2.0919 | 2.0919 | 2.0919 | 2.0919 | 2.0919 | 2.0919 | 2.0919 | 2.0919 | 2.0919 | 2.0919 | 2.0919 | 2.0919 | 2.0919 | 2.0919 | 2.0919 | 2.0919 | 2.0919 | 2.0919 | 2.0919 | 2.0919 | 2.0919 | 2.0919 | 2.0919 | 2.0919 | 2.0919 | 2.0919 | 2.0919 | 2.0919 | 2.0919 | 2.0919 | 2.0919 | 2.0919 | 2.0919 | 2.0919 | 2.0919 | 2.0919 | 2.0919 | 2.0919 | 2.0919 | 2.0919 | 2.0919 | 2.0919 | 2.0919 | 2.0919 | 2.0919 | 2.0919 | 2.0919 | 2.0919 | 2.0919 | 2.0919 | 2.0919 | 2.0919 | 2.0919 | 2.0919 | 2.0919 | 2.0919 | 2.0919 | 2.0919 | 2.0919 | 2.0919 | 2.0919 | 2.0919 | 2.0919 | 2.0919 | 2.0919 | 2.0919 | 2.0919 | 2.0919
(+) CSLL | 20.9662 | 20.3389 | 20.1896 | 20.0401 | 18.5136 | 16.2572 | 14.0001 | 11.8509 | 9.7409 | 7.6193 | 6.4603 | 5.4763 | 4.9806 | 4.9806 | 4.9806 | 4.9806 | 4.9806 | 4.9806 | 4.9806 | 4.9806 | 4.9806 | 4.9806 | 4.9806 | 4.9806 | 4.9806 | 4.9788 | 4.977 | 4.9753 | 4.9735 | 4.9717 | 4.9698 | 4.968 | 4.9662 | 4.9643 | 4.9625 | 4.9606 | 4.9587 | 4.9568 | 4.9549 | 4.953 | 4.9511 | 4.9491 | 4.9472 | 4.9452 | 4.9433 | 4.9413 | 4.9393 | 4.9373 | 4.9353 | 4.9332 | 4.9312 | 4.9291 | 4.9271 | 4.925 | 4.9229 | 4.9208 | 4.9187 | 4.9166 | 4.9144 | 4.9123 | 4.9101 | 4.908 | 4.9058 | 4.9036 | 4.9013 | 4.8991 | 4.8969 | 4.8946 | 4.8924 | 4.8901 | 4.8878 | 4.8855 | 4.8832 | 4.8808 | 4.8785 | 4.8761 | 4.8738 | 4.8714 | 4.869 | 4.8665 | 4.8641 | 4.8617 | 4.8592 | 4.8567 | 4.8543 | 4.8517 | 4.8492 | 4.8467 | 4.8442 | 4.8416 | 4.839 | 4.8364 | 4.8338 | 4.8312 | 4.8286 | 4.8259 | 4.8232 | 4.8206 | 4.8179 | 4.8151 | 4.8124 | 4.8097 | 4.8069 | 4.8041 | 4.8013 | 4.7985 | 4.7957 | 4.7929 | 4.79 | 4.7871 | 4.7842 | 4.7813 | 4.7784 | 4.7754 | 4.7725 | 4.7695 | 4.7665 | 4.7635 | 4.7605 | 4.7574 | 18.3678 | 17.5321 | 16.6893 | 15.8393 | 13.8449 | 11.8331 | 9.8036 | 7.7562 | 5.6905 | 3.6062 | 2.4771 | 1.2552 | 1.2552 | 1.2552 | 1.2552 | 1.2552 | 1.2552 | 1.2552 | 1.2552 | 1.2552 | 1.2552 | 1.2552 | 1.2552 | 1.2552 | 1.2552 | 1.2552 | 1.2552 | 1.2552 | 1.2552 | 1.2552 | 1.2552 | 1.2552 | 1.2552 | 1.2552 | 1.2552 | 1.2552 | 1.2552 | 1.2552 | 1.2552 | 1.2552 | 1.2552 | 1.2552 | 1.2552 | 1.2552 | 1.2552 | 1.2552 | 1.2552 | 1.2552 | 1.2552 | 1.2552 | 1.2552 | 1.2552 | 1.2552 | 1.2552 | 1.2552 | 1.2552 | 1.2552 | 1.2552 | 1.2552 | 1.2552 | 1.2552 | 1.2552 | 1.2552 | 1.2552 | 1.2552 | 1.2552 | 1.2552 | 1.2552 | 1.2552 | 1.2552 | 1.2552 | 1.2552 | 1.2552 | 1.2552 | 1.2552 | 1.2552 | 1.2552 | 1.2552 | 1.2552 | 1.2552 | 1.2552 | 1.2552 | 1.2552 | 1.2552 | 1.2552 | 1.2552 | 1.2552 | 1.2552 | 1.2552 | 1.2552 | 1.2552 | 1.2552 | 1.2552 | 1.2552 | 1.2552 | 1.2552 | 1.2552 | 1.2552 | 1.2552 | 1.2552 | 1.2552 | 1.2552 | 1.2552 | 1.2552 | 1.2552 | 1.2552 | 1.2552 | 1.2552 | 1.2552 | 1.2552 | 1.2552 | 1.2552 | 1.2552 | 1.2552 | 1.2552 | 1.2552 | 1.2552 | 1.2552 | 1.2552 | 1.2552
(10) LUCRO LÍQUIDO (8-9) | 155.7519 | 151.1516 | 150.0572 | 148.9605 | 137.7663 | 121.2192 | 104.6672 | 88.9064 | 73.4329 | 57.8752 | 49.3759 | 42.1593 | 38.5242 | 38.5242 | 38.5242 | 38.5242 | 38.5242 | 38.5242 | 38.5242 | 38.5242 | 38.5242 | 38.5242 | 38.5242 | 38.5242 | 38.5242 | 38.5113 | 38.4983 | 38.4852 | 38.472 | 38.4588 | 38.4455 | 38.4321 | 38.4186 | 38.405 | 38.3914 | 38.3777 | 38.3639 | 38.35 | 38.3361 | 38.322 | 38.3079 | 38.2937 | 38.2794 | 38.2651 | 38.2506 | 38.2361 | 38.2215 | 38.2068 | 38.192 | 38.1771 | 38.1621 | 38.1471 | 38.1319 | 38.1167 | 38.1014 | 38.086 | 38.0705 | 38.0549 | 38.0392 | 38.0235 | 38.0076 | 37.9916 | 37.9756 | 37.9595 | 37.9432 | 37.9269 | 37.9105 | 37.8939 | 37.8773 | 37.8606 | 37.8438 | 37.8269 | 37.8099 | 37.7928 | 37.7756 | 37.7582 | 37.7408 | 37.7233 | 37.7057 | 37.688 | 37.6702 | 37.6522 | 37.6342 | 37.6161 | 37.5978 | 37.5795 | 37.561 | 37.5425 | 37.5238 | 37.505 | 37.4861 | 37.4671 | 37.448 | 37.4288 | 37.4095 | 37.39 | 37.3705 | 37.3508 | 37.331 | 37.3111 | 37.2911 | 37.2709 | 37.2507 | 37.2303 | 37.2098 | 37.1892 | 37.1684 | 37.1476 | 37.1266 | 37.1055 | 37.0843 | 37.0629 | 37.0415 | 37.0199 | 36.9981 | 36.9763 | 36.9543 | 36.9322 | 36.91 | 36.8876 | 136.6971 | 130.5687 | 124.3884 | 118.1552 | 103.5291 | 88.7759 | 73.8932 | 58.8788 | 43.7304 | 28.4454 | 20.1657 | 10.5992 | 10.5992 | 10.5992 | 10.5992 | 10.5992 | 10.5992 | 10.5992 | 10.5992 | 10.5992 | 10.5992 | 10.5992 | 10.5992 | 10.5992 | 10.5992 | 10.5992 | 10.5992 | 10.5992 | 10.5992 | 10.5992 | 10.5992 | 10.5992 | 10.5992 | 10.5992 | 10.5992 | 10.5992 | 10.5992 | 10.5992 | 10.5992 | 10.5992 | 10.5992 | 10.5992 | 10.5992 | 10.5992 | 10.5992 | 10.5992 | 10.5992 | 10.5992 | 10.5992 | 10.5992 | 10.5992 | 10.5992 | 10.5992 | 10.5992 | 10.5992 | 10.5992 | 10.5992 | 10.5992 | 10.5992 | 10.5992 | 10.5992 | 10.5992 | 10.5992 | 10.5992 | 10.5992 | 10.5992 | 10.5992 | 10.5992 | 10.5992 | 10.5992 | 10.5992 | 10.5992 | 10.5992 | 10.5992 | 10.5992 | 10.5992 | 10.5992 | 10.5992 | 10.5992 | 10.5992 | 10.5992 | 10.5992 | 10.5992 | 10.5992 | 10.5992 | 10.5992 | 10.5992 | 10.5992 | 10.5992 | 10.5992 | 10.5992 | 10.5992 | 10.5992 | 10.5992 | 10.5992 | 10.5992 | 10.5992 | 10.5992 | 10.5992 | 10.5992 | 10.5992 | 10.5992 | 10.5992 | 10.5992 | 10.5992 | 10.5992 | 10.5992 | 10.5992 | 10.5992 | 10.5992 | 10.5992 | 10.5992 | 10.5992 | 10.5992 | 10.5992 | 10.5992 | 10.5992 | 10.5992 | 10.5992 | 10.5992
(11) CAPEX | 1500 | 200 | 200 | 200 | 2151.7231 | 2151.7231 | 2122.5052 | 1985.3988 | 1985.3988 | 1985.3988 | 794.7077 | 1346.9742 | 0 | 0 | 0 | 0 | 0 | 0 | 0 | 0 | 0 | 0 | 0 | 0 | 0 | 0 | 0 | 0 | 0 | 0 | 0 | 0 | 0 | 0 | 0 | 0 | 0 | 0 | 0 | 0 | 0 | 0 | 0 | 0 | 0 | 0 | 0 | 0 | 0 | 0 | 0 | 0 | 0 | 0 | 0 | 0 | 0 | 0 | 0 | 0 | 0 | 0 | 0 | 0 | 0 | 0 | 0 | 0 | 0 | 0 | 0 | 0 | 0 | 0 | 0 | 0 | 0 | 0 | 0 | 0 | 0 | 0 | 0 | 0 | 0 | 0 | 0 | 0 | 0 | 0 | 0 | 0 | 0 | 0 | 0 | 0 | 0 | 0 | 0 | 0 | 0 | 0 | 0 | 0 | 0 | 0 | 0 | 0 | 0 | 0 | 0 | 0 | 0 | 0 | 0 | 0 | 0 | 0 | 0 | 0 | 1104.9664 | 1104.9664 | 1104.9664 | 1104.9664 | 2570.645 | 2570.645 | 2570.645 | 2570.645 | 2570.645 | 2570.645 | 1379.9539 | 1479.9539 | 0 | 0 | 0 | 0 | 0 | 0 | 0 | 0 | 0 | 0 | 0 | 0 | 0 | 0 | 0 | 0 | 0 | 0 | 0 | 0 | 0 | 0 | 0 | 0 | 0 | 0 | 0 | 0 | 0 | 0 | 0 | 0 | 0 | 0 | 0 | 0 | 0 | 0 | 0 | 0 | 0 | 0 | 0 | 0 | 0 | 0 | 0 | 0 | 0 | 0 | 0 | 0 | 0 | 0 | 0 | 0 | 0 | 0 | 0 | 0 | 0 | 0 | 0 | 0 | 0 | 0 | 0 | 0 | 0 | 0 | 0 | 0 | 0 | 0 | 0 | 0 | 0 | 0 | 0 | 0 | 0 | 0 | 0 | 0 | 0 | 0 | 0 | 0 | 0 | 0 | 0 | 0 | 0 | 0 | 0 | 0 | 0 | 0 | 0 | 0 | 0 | 0 | 0 | 0 | 0 | 0 | 0 | 0
Vide Cronograma de Desembolso | 1500 | 200 | 200 | 200 | 2151.7231 | 2151.7231 | 2122.5052 | 1985.3988 | 1985.3988 | 1985.3988 | 794.7077 | 1346.9742 | 0 | 0 | 0 | 0 | 0 | 0 | 0 | 0 | 0 | 0 | 0 | 0 | 0 | 0 | 0 | 0 | 0 | 0 | 0 | 0 | 0 | 0 | 0 | 0 | 0 | 0 | 0 | 0 | 0 | 0 | 0 | 0 | 0 | 0 | 0 | 0 | 0 | 0 | 0 | 0 | 0 | 0 | 0 | 0 | 0 | 0 | 0 | 0 | 0 | 0 | 0 | 0 | 0 | 0 | 0 | 0 | 0 | 0 | 0 | 0 | 0 | 0 | 0 | 0 | 0 | 0 | 0 | 0 | 0 | 0 | 0 | 0 | 0 | 0 | 0 | 0 | 0 | 0 | 0 | 0 | 0 | 0 | 0 | 0 | 0 | 0 | 0 | 0 | 0 | 0 | 0 | 0 | 0 | 0 | 0 | 0 | 0 | 0 | 0 | 0 | 0 | 0 | 0 | 0 | 0 | 0 | 0 | 0 | 1104.9664 | 1104.9664 | 1104.9664 | 1104.9664 | 2570.645 | 2570.645 | 2570.645 | 2570.645 | 2570.645 | 2570.645 | 1379.9539 | 1479.9539 | 0 | 0 | 0 | 0 | 0 | 0 | 0 | 0 | 0 | 0 | 0 | 0 | 0 | 0 | 0 | 0 | 0 | 0 | 0 | 0 | 0 | 0 | 0 | 0 | 0 | 0 | 0 | 0 | 0 | 0 | 0 | 0 | 0 | 0 | 0 | 0 | 0 | 0 | 0 | 0 | 0 | 0 | 0 | 0 | 0 | 0 | 0 | 0 | 0 | 0 | 0 | 0 | 0 | 0 | 0 | 0 | 0 | 0 | 0 | 0 | 0 | 0 | 0 | 0 | 0 | 0 | 0 | 0 | 0 | 0 | 0 | 0 | 0 | 0 | 0 | 0 | 0 | 0 | 0 | 0 | 0 | 0 | 0 | 0 | 0 | 0 | 0 | 0 | 0 | 0 | 0 | 0 | 0 | 0 | 0 | 0 | 0 | 0 | 0 | 0 | 0 | 0 | 0 | 0 | 0 | 0 | 0 | 0
(12) EMPRÉSTIMO | 1050 | 140 | 140 | 140 | 1506.2062 | 1506.2062 | 1485.7537 | 1389.7791 | 1389.7791 | 1389.7791 | 556.2954 | 942.8819 | 0 | 0 | 0 | 0 | 0 | 0 | 0 | 0 | 0 | 0 | 0 | 0 | 0 | 0 | 0 | 0 | 0 | 0 | 0 | 0 | 0 | 0 | 0 | 0 | 0 | 0 | 0 | 0 | 0 | 0 | 0 | 0 | 0 | 0 | 0 | 0 | 0 | 0 | 0 | 0 | 0 | 0 | 0 | 0 | 0 | 0 | 0 | 0 | 0 | 0 | 0 | 0 | 0 | 0 | 0 | 0 | 0 | 0 | 0 | 0 | 0 | 0 | 0 | 0 | 0 | 0 | 0 | 0 | 0 | 0 | 0 | 0 | 0 | 0 | 0 | 0 | 0 | 0 | 0 | 0 | 0 | 0 | 0 | 0 | 0 | 0 | 0 | 0 | 0 | 0 | 0 | 0 | 0 | 0 | 0 | 0 | 0 | 0 | 0 | 0 | 0 | 0 | 0 | 0 | 0 | 0 | 0 | 0 | 0 | 0 | 0 | 0 | 0 | 0 | 0 | 0 | 0 | 0 | 0 | 0 | 0 | 0 | 0 | 0 | 0 | 0 | 0 | 0 | 0 | 0 | 0 | 0 | 0 | 0 | 0 | 0 | 0 | 0 | 0 | 0 | 0 | 0 | 0 | 0 | 0 | 0 | 0 | 0 | 0 | 0 | 0 | 0 | 0 | 0 | 0 | 0 | 0 | 0 | 0 | 0 | 0 | 0 | 0 | 0 | 0 | 0 | 0 | 0 | 0 | 0 | 0 | 0 | 0 | 0 | 0 | 0 | 0 | 0 | 0 | 0 | 0 | 0 | 0 | 0 | 0 | 0 | 0 | 0 | 0 | 0 | 0 | 0 | 0 | 0 | 0 | 0 | 0 | 0 | 0 | 0 | 0 | 0 | 0 | 0 | 0 | 0 | 0 | 0 | 0 | 0 | 0 | 0 | 0 | 0 | 0 | 0 | 0 | 0 | 0 | 0 | 0 | 0 | 0 | 0 | 0 | 0 | 0 | 0
(12.1) Structuring Fee | 174.5502 | 0 | 0 | 0 | 0 | 0 | 0 | 0 | 0 | 0 | 0 | 0 | 0 | 0 | 0 | 0 | 0 | 0 | 0 | 0 | 0 | 0 | 0 | 0 | 0 | 0 | 0 | 0 | 0 | 0 | 0 | 0 | 0 | 0 | 0 | 0 | 0 | 0 | 0 | 0 | 0 | 0 | 0 | 0 | 0 | 0 | 0 | 0 | 0 | 0 | 0 | 0 | 0 | 0 | 0 | 0 | 0 | 0 | 0 | 0 | 0 | 0 | 0 | 0 | 0 | 0 | 0 | 0 | 0 | 0 | 0 | 0 | 0 | 0 | 0 | 0 | 0 | 0 | 0 | 0 | 0 | 0 | 0 | 0 | 0 | 0 | 0 | 0 | 0 | 0 | 0 | 0 | 0 | 0 | 0 | 0 | 0 | 0 | 0 | 0 | 0 | 0 | 0 | 0 | 0 | 0 | 0 | 0 | 0 | 0 | 0 | 0 | 0 | 0 | 0 | 0 | 0 | 0 | 0 | 0 | 0 | 0 | 0 | 0 | 0 | 0 | 0 | 0 | 0 | 0 | 0 | 0 | 0 | 0 | 0 | 0 | 0 | 0 | 0 | 0 | 0 | 0 | 0 | 0 | 0 | 0 | 0 | 0 | 0 | 0 | 0 | 0 | 0 | 0 | 0 | 0 | 0 | 0 | 0 | 0 | 0 | 0 | 0 | 0 | 0 | 0 | 0 | 0 | 0 | 0 | 0 | 0 | 0 | 0 | 0 | 0 | 0 | 0 | 0 | 0 | 0 | 0 | 0 | 0 | 0 | 0 | 0 | 0 | 0 | 0 | 0 | 0 | 0 | 0 | 0 | 0 | 0 | 0 | 0 | 0 | 0 | 0 | 0 | 0 | 0 | 0 | 0 | 0 | 0 | 0 | 0 | 0 | 0 | 0 | 0 | 0 | 0 | 0 | 0 | 0 | 0 | 0 | 0 | 0 | 0 | 0 | 0 | 0 | 0 | 0 | 0 | 0 | 0 | 0 | 0 | 0 | 0 | 0 | 0 | 0
(12.2) Commitment Fee | 1.2067 | 1.2067 | 1.2067 | 1.2067 | 1.2067 | 1.2067 | 1.2067 | 1.2067 | 1.2067 | 1.2067 | 1.2067 | 1.2067 | 1.2067 | 1.2067 | 1.2067 | 1.2067 | 1.2067 | 1.2067 | 1.2067 | 1.2067 | 1.2067 | 1.2067 | 1.2067 | 1.2067 | 1.2067 | 1.2067 | 1.2067 | 1.2067 | 1.2067 | 1.2067 | 1.2067 | 1.2067 | 1.2067 | 1.2067 | 1.2067 | 1.2067 | 1.2067 | 1.2067 | 1.2067 | 1.2067 | 1.2067 | 1.2067 | 1.2067 | 1.2067 | 1.2067 | 1.2067 | 1.2067 | 1.2067 | 1.2067 | 1.2067 | 1.2067 | 1.2067 | 1.2067 | 1.2067 | 1.2067 | 1.2067 | 1.2067 | 1.2067 | 1.2067 | 1.2067 | 1.2067 | 1.2067 | 1.2067 | 1.2067 | 1.2067 | 1.2067 | 1.2067 | 1.2067 | 1.2067 | 1.2067 | 1.2067 | 1.2067 | 1.2067 | 1.2067 | 1.2067 | 1.2067 | 1.2067 | 1.2067 | 1.2067 | 1.2067 | 1.2067 | 1.2067 | 1.2067 | 1.2067 | 1.2067 | 1.2067 | 1.2067 | 1.2067 | 1.2067 | 1.2067 | 1.2067 | 1.2067 | 1.2067 | 1.2067 | 1.2067 | 1.2067 | 1.2067 | 1.2067 | 1.2067 | 1.2067 | 1.2067 | 1.2067 | 1.2067 | 1.2067 | 1.2067 | 1.2067 | 1.2067 | 1.2067 | 1.2067 | 1.2067 | 1.2067 | 1.2067 | 1.2067 | 1.2067 | 1.2067 | 1.2067 | 1.2067 | 1.2067 | 1.2067 | 1.2067 | 0 | 0 | 0 | 0 | 0 | 0 | 0 | 0 | 0 | 0 | 0 | 0 | 0 | 0 | 0 | 0 | 0 | 0 | 0 | 0 | 0 | 0 | 0 | 0 | 0 | 0 | 0 | 0 | 0 | 0 | 0 | 0 | 0 | 0 | 0 | 0 | 0 | 0 | 0 | 0 | 0 | 0 | 0 | 0 | 0 | 0 | 0 | 0 | 0 | 0 | 0 | 0 | 0 | 0 | 0 | 0 | 0 | 0 | 0 | 0 | 0 | 0 | 0 | 0 | 0 | 0 | 0 | 0 | 0 | 0 | 0 | 0 | 0 | 0 | 0 | 0 | 0 | 0 | 0 | 0 | 0 | 0 | 0 | 0 | 0 | 0 | 0 | 0 | 0 | 0 | 0 | 0 | 0 | 0 | 0 | 0 | 0 | 0 | 0 | 0 | 0 | 0 | 0 | 0 | 0 | 0 | 0 | 0 | 0 | 0 | 0 | 0 | 0 | 0 | 0 | 0 | 0 | 0 | 0 | 0
(13) AMORTIZAÇÃO DA DÍVIDA | 0 | 0 | 0 | 0 | 0 | 0 | 0 | 0 | 0 | 0 | 0 | 0 | 0 | 0 | 0 | 0 | 0 | 0 | 0 | 0 | 0 | 0 | 0 | 0 | -3.3555 | -3.3751 | -3.3948 | -3.4147 | -3.4346 | -3.4547 | -3.4748 | -3.4951 | -3.5156 | -3.5361 | -3.5567 | -3.5775 | -3.5984 | -3.6194 | -3.6406 | -3.6618 | -3.6832 | -3.7048 | -3.7264 | -3.7482 | -3.7701 | -3.7921 | -3.8142 | -3.8365 | -3.8589 | -3.8815 | -3.9041 | -3.9269 | -3.9499 | -3.9729 | -3.9962 | -4.0195 | -4.043 | -4.0666 | -4.0903 | -4.1142 | -4.1383 | -4.1624 | -4.1868 | -4.2112 | -4.2358 | -4.2606 | -4.2854 | -4.3105 | -4.3357 | -4.361 | -4.3865 | -4.4121 | -4.4379 | -4.4638 | -4.4899 | -4.5161 | -4.5425 | -4.569 | -4.5957 | -4.6225 | -4.6495 | -4.6767 | -4.704 | -4.7315 | -4.7591 | -4.7869 | -4.8149 | -4.843 | -4.8713 | -4.8998 | -4.9284 | -4.9572 | -4.9861 | -5.0152 | -5.0445 | -5.074 | -5.1036 | -5.1335 | -5.1634 | -5.1936 | -5.2239 | -5.2545 | -5.2851 | -5.316 | -5.3471 | -5.3783 | -5.4097 | -5.4413 | -5.4731 | -5.5051 | -5.5372 | -5.5696 | -5.6021 | -5.6348 | -5.6678 | -5.7009 | -5.7342 | -5.7677 | -5.8013 | -5.8352 | 0 | 0 | 0 | 0 | 0 | 0 | 0 | 0 | 0 | 0 | 0 | 0 | 0 | 0 | 0 | 0 | 0 | 0 | 0 | 0 | 0 | 0 | 0 | 0 | 0 | 0 | 0 | 0 | 0 | 0 | 0 | 0 | 0 | 0 | 0 | 0 | 0 | 0 | 0 | 0 | 0 | 0 | 0 | 0 | 0 | 0 | 0 | 0 | 0 | 0 | 0 | 0 | 0 | 0 | 0 | 0 | 0 | 0 | 0 | 0 | 0 | 0 | 0 | 0 | 0 | 0 | 0 | 0 | 0 | 0 | 0 | 0 | 0 | 0 | 0 | 0 | 0 | 0 | 0 | 0 | 0 | 0 | 0 | 0 | 0 | 0 | 0 | 0 | 0 | 0 | 0 | 0 | 0 | 0 | 0 | 0 | 0 | 0 | 0 | 0 | 0 | 0 | 0 | 0 | 0 | 0 | 0 | 0 | 0 | 0 | 0 | 0 | 0 | 0 | 0 | 0 | 0 | 0 | 0 | 0
(14) FLUXO DE CAIXA LIVRE (10 + 6 -11 + 12 -12.1 - 12.2 - 13) | -463.755 | 97.0317 | 96.7777 | 96.5249 | -484.0431 | -484.3171 | -475.8232 | -435.2509 | -435.3978 | -435.5014 | -82.0338 | -247.2456 | 153.2116 | 153.2116 | 153.2116 | 153.2116 | 153.2116 | 153.2116 | 153.2116 | 153.2116 | 153.2116 | 153.2116 | 153.2116 | 153.2116 | 156.5671 | 156.5738 | 156.5805 | 156.5872 | 156.594 | 156.6008 | 156.6077 | 156.6146 | 156.6215 | 156.6285 | 156.6355 | 156.6426 | 156.6497 | 156.6569 | 156.664 | 156.6713 | 156.6785 | 156.6859 | 156.6932 | 156.7006 | 156.7081 | 156.7155 | 156.7231 | 156.7307 | 156.7383 | 156.7459 | 156.7536 | 156.7614 | 156.7692 | 156.777 | 156.7849 | 156.7929 | 156.8009 | 156.8089 | 156.817 | 156.8251 | 156.8333 | 156.8415 | 156.8497 | 156.8581 | 156.8664 | 156.8748 | 156.8833 | 156.8918 | 156.9004 | 156.909 | 156.9176 | 156.9264 | 156.9351 | 156.9439 | 156.9528 | 156.9617 | 156.9707 | 156.9797 | 156.9888 | 156.9979 | 157.0071 | 157.0163 | 157.0256 | 157.0349 | 157.0443 | 157.0538 | 157.0633 | 157.0729 | 157.0825 | 157.0922 | 157.1019 | 157.1117 | 157.1215 | 157.1314 | 157.1414 | 157.1514 | 157.1615 | 157.1716 | 157.1818 | 157.1921 | 157.2024 | 157.2128 | 157.2232 | 157.2337 | 157.2442 | 157.2549 | 157.2655 | 157.2763 | 157.2871 | 157.298 | 157.3089 | 157.3199 | 157.331 | 157.3421 | 157.3533 | 157.3645 | 157.3759 | 157.3872 | 157.3987 | 157.4102 | -930.1825 | -927.0255 | -923.8417 | -920.6307 | -2378.7746 | -2371.1745 | -2363.5076 | -2355.773 | -2347.9692 | -2340.0952 | -1145.1387 | -1241.1277 | 238.8261 | 238.8261 | 238.8261 | 238.8261 | 238.8261 | 238.8261 | 238.8261 | 238.8261 | 238.8261 | 238.8261 | 238.8261 | 238.8261 | 238.8261 | 238.8261 | 238.8261 | 238.8261 | 238.8261 | 238.8261 | 238.8261 | 238.8261 | 238.8261 | 238.8261 | 238.8261 | 238.8261 | 238.8261 | 238.8261 | 238.8261 | 238.8261 | 238.8261 | 238.8261 | 238.8261 | 238.8261 | 238.8261 | 238.8261 | 238.8261 | 238.8261 | 238.8261 | 238.8261 | 238.8261 | 238.8261 | 238.8261 | 238.8261 | 238.8261 | 238.8261 | 238.8261 | 238.8261 | 238.8261 | 238.8261 | 238.8261 | 238.8261 | 238.8261 | 238.8261 | 238.8261 | 238.8261 | 238.8261 | 238.8261 | 238.8261 | 238.8261 | 238.8261 | 238.8261 | 238.8261 | 238.8261 | 238.8261 | 238.8261 | 238.8261 | 238.8261 | 238.8261 | 238.8261 | 238.8261 | 238.8261 | 238.8261 | 238.8261 | 238.8261 | 238.8261 | 238.8261 | 238.8261 | 238.8261 | 238.8261 | 238.8261 | 238.8261 | 238.8261 | 238.8261 | 238.8261 | 238.8261 | 238.8261 | 238.8261 | 238.8261 | 238.8261 | 238.8261 | 238.8261 | 238.8261 | 238.8261 | 238.8261 | 238.8261 | 238.8261 | 238.8261 | 238.8261 | 238.8261 | 238.8261 | 238.8261 | 238.8261 | 238.8261 | 238.8261 | 238.8261 | 238.8261 | 238.8261 | 238.8261 | 238.8261
(15) FLUXO DE CAIXA ACUMULADO | -463.755 | -366.7233 | -269.9456 | -173.4207 | -657.4639 | -1141.781 | -1617.6042 | -2052.8551 | -2488.2529 | -2923.7542 | -3005.788 | -3253.0335 | -3099.8219 | -2946.6103 | -2793.3987 | -2640.1871 | -2486.9755 | -2333.7639 | -2180.5523 | -2027.3407 | -1874.1291 | -1720.9175 | -1567.7058 | -1414.4942 | -1257.9271 | -1101.3533 | -944.7729 | -788.1856 | -631.5916 | -474.9908 | -318.3831 | -161.7685 | -5.147 | 151.4815 | 308.1171 | 464.7597 | 621.4094 | 778.0662 | 934.7303 | 1091.4015 | 1248.0801 | 1404.7659 | 1561.4591 | 1718.1598 | 1874.8678 | 2031.5834 | 2188.3065 | 2345.0371 | 2501.7754 | 2658.5213 | 2815.275 | 2972.0364 | 3128.8056 | 3285.5826 | 3442.3676 | 3599.1604 | 3755.9613 | 3912.7702 | 4069.5871 | 4226.4122 | 4383.2455 | 4540.0869 | 4696.9367 | 4853.7947 | 5010.6612 | 5167.536 | 5324.4193 | 5481.3111 | 5638.2115 | 5795.1204 | 5952.0381 | 6108.9644 | 6265.8995 | 6422.8435 | 6579.7963 | 6736.758 | 6893.7287 | 7050.7083 | 7207.6971 | 7364.695 | 7521.7021 | 7678.7184 | 7835.744 | 7992.779 | 8149.8233 | 8306.8771 | 8463.9404 | 8621.0133 | 8778.0958 | 8935.1879 | 9092.2898 | 9249.4015 | 9406.523 | 9563.6544 | 9720.7958 | 9877.9472 | 10035.1087 | 10192.2803 | 10349.4621 | 10506.6542 | 10663.8566 | 10821.0693 | 10978.2925 | 11135.5262 | 11292.7705 | 11450.0253 | 11607.2909 | 11764.5672 | 11921.8543 | 12079.1523 | 12236.4612 | 12393.7811 | 12551.112 | 12708.4541 | 12865.8074 | 13023.1719 | 13180.5478 | 13337.935 | 13495.3337 | 13652.7439 | 12722.5614 | 11795.5359 | 10871.6942 | 9951.0635 | 7572.2889 | 5201.1144 | 2837.6068 | 481.8338 | -1866.1354 | -4206.2306 | -5351.3693 | -6592.4971 | -6353.6709 | -6114.8448 | -5876.0187 | -5637.1925 | -5398.3664 | -5159.5403 | -4920.7141 | -4681.888 | -4443.0619 | -4204.2357 | -3965.4096 | -3726.5835 | -3487.7573 | -3248.9312 | -3010.105 | -2771.2789 | -2532.4528 | -2293.6266 | -2054.8005 | -1815.9744 | -1577.1482 | -1338.3221 | -1099.496 | -860.6698 | -621.8437 | -383.0176 | -144.1914 | 94.6347 | 333.4608 | 572.287 | 811.1131 | 1049.9392 | 1288.7654 | 1527.5915 | 1766.4176 | 2005.2438 | 2244.0699 | 2482.896 | 2721.7222 | 2960.5483 | 3199.3744 | 3438.2006 | 3677.0267 | 3915.8528 | 4154.679 | 4393.5051 | 4632.3313 | 4871.1574 | 5109.9835 | 5348.8097 | 5587.6358 | 5826.4619 | 6065.2881 | 6304.1142 | 6542.9403 | 6781.7665 | 7020.5926 | 7259.4187 | 7498.2449 | 7737.071 | 7975.8971 | 8214.7233 | 8453.5494 | 8692.3755 | 8931.2017 | 9170.0278 | 9408.8539 | 9647.6801 | 9886.5062 | 10125.3323 | 10364.1585 | 10602.9846 | 10841.8107 | 11080.6369 | 11319.463 | 11558.2891 | 11797.1153 | 12035.9414 | 12274.7676 | 12513.5937 | 12752.4198 | 12991.246 | 13230.0721 | 13468.8982 | 13707.7244 | 13946.5505 | 14185.3766 | 14424.2028 | 14663.0289 | 14901.855 | 15140.6812 | 15379.5073 | 15618.3334 | 15857.1596 | 16095.9857 | 16334.8118 | 16573.638 | 16812.4641 | 17051.2902 | 17290.1164 | 17528.9425 | 17767.7686 | 18006.5948 | 18245.4209 | 18484.247 | 18723.0732 | 18961.8993 | 19200.7254
FLUXO DO PROJETO
Ano | 1 | 1 | 1 | 1 | 1 | 1 | 1 | 1 | 1 | 1 | 1 | 1 | 2 | 2 | 2 | 2 | 2 | 2 | 2 | 2 | 2 | 2 | 2 | 2 | 3 | 3 | 3 | 3 | 3 | 3 | 3 | 3 | 3 | 3 | 3 | 3 | 4 | 4 | 4 | 4 | 4 | 4 | 4 | 4 | 4 | 4 | 4 | 4 | 5 | 5 | 5 | 5 | 5 | 5 | 5 | 5 | 5 | 5 | 5 | 5 | 6 | 6 | 6 | 6 | 6 | 6 | 6 | 6 | 6 | 6 | 6 | 6 | 7 | 7 | 7 | 7 | 7 | 7 | 7 | 7 | 7 | 7 | 7 | 7 | 8 | 8 | 8 | 8 | 8 | 8 | 8 | 8 | 8 | 8 | 8 | 8 | 9 | 9 | 9 | 9 | 9 | 9 | 9 | 9 | 9 | 9 | 9 | 9 | 10 | 10 | 10 | 10 | 10 | 10 | 10 | 10 | 10 | 10 | 10 | 10 | 11 | 11 | 11 | 11 | 11 | 11 | 11 | 11 | 11 | 11 | 11 | 11 | 12 | 12 | 12 | 12 | 12 | 12 | 12 | 12 | 12 | 12 | 12 | 12 | 13 | 13 | 13 | 13 | 13 | 13 | 13 | 13 | 13 | 13 | 13 | 13 | 14 | 14 | 14 | 14 | 14 | 14 | 14 | 14 | 14 | 14 | 14 | 14 | 15 | 15 | 15 | 15 | 15 | 15 | 15 | 15 | 15 | 15 | 15 | 15 | 16 | 16 | 16 | 16 | 16 | 16 | 16 | 16 | 16 | 16 | 16 | 16 | 17 | 17 | 17 | 17 | 17 | 17 | 17 | 17 | 17 | 17 | 17 | 17 | 18 | 18 | 18 | 18 | 18 | 18 | 18 | 18 | 18 | 18 | 18 | 18 | 19 | 19 | 19 | 19 | 19 | 19 | 19 | 19 | 19 | 19 | 19 | 19 | 20 | 20 | 20 | 20 | 20 | 20 | 20 | 20 | 20 | 20 | 20 | 20
Mês | 1 | 2 | 3 | 4 | 5 | 6 | 7 | 8 | 9 | 10 | 11 | 12 | 13 | 14 | 15 | 16 | 17 | 18 | 19 | 20 | 21 | 22 | 23 | 24 | 25 | 26 | 27 | 28 | 29 | 30 | 31 | 32 | 33 | 34 | 35 | 36 | 37 | 38 | 39 | 40 | 41 | 42 | 43 | 44 | 45 | 46 | 47 | 48 | 49 | 50 | 51 | 52 | 53 | 54 | 55 | 56 | 57 | 58 | 59 | 60 | 61 | 62 | 63 | 64 | 65 | 66 | 67 | 68 | 69 | 70 | 71 | 72 | 73 | 74 | 75 | 76 | 77 | 78 | 79 | 80 | 81 | 82 | 83 | 84 | 85 | 86 | 87 | 88 | 89 | 90 | 91 | 92 | 93 | 94 | 95 | 96 | 97 | 98 | 99 | 100 | 101 | 102 | 103 | 104 | 105 | 106 | 107 | 108 | 109 | 110 | 111 | 112 | 113 | 114 | 115 | 116 | 117 | 118 | 119 | 120 | 121 | 122 | 123 | 124 | 125 | 126 | 127 | 128 | 129 | 130 | 131 | 132 | 133 | 134 | 135 | 136 | 137 | 138 | 139 | 140 | 141 | 142 | 143 | 144 | 145 | 146 | 147 | 148 | 149 | 150 | 151 | 152 | 153 | 154 | 155 | 156 | 157 | 158 | 159 | 160 | 161 | 162 | 163 | 164 | 165 | 166 | 167 | 168 | 169 | 170 | 171 | 172 | 173 | 174 | 175 | 176 | 177 | 178 | 179 | 180 | 181 | 182 | 183 | 184 | 185 | 186 | 187 | 188 | 189 | 190 | 191 | 192 | 193 | 194 | 195 | 196 | 197 | 198 | 199 | 200 | 201 | 202 | 203 | 204 | 205 | 206 | 207 | 208 | 209 | 210 | 211 | 212 | 213 | 214 | 215 | 216 | 217 | 218 | 219 | 220 | 221 | 222 | 223 | 224 | 225 | 226 | 227 | 228 | 229 | 230 | 231 | 232 | 233 | 234 | 235 | 236 | 237 | 238 | 239 | 240
(1) Receita Bruta | 507.9596 | 507.9596 | 507.9596 | 507.9596 | 507.9596 | 507.9596 | 507.9596 | 507.9596 | 507.9596 | 507.9596 | 507.9596 | 507.9596 | 507.9596 | 507.9596 | 507.9596 | 507.9596 | 507.9596 | 507.9596 | 507.9596 | 507.9596 | 507.9596 | 507.9596 | 507.9596 | 507.9596 | 507.9596 | 507.9596 | 507.9596 | 507.9596 | 507.9596 | 507.9596 | 507.9596 | 507.9596 | 507.9596 | 507.9596 | 507.9596 | 507.9596 | 507.9596 | 507.9596 | 507.9596 | 507.9596 | 507.9596 | 507.9596 | 507.9596 | 507.9596 | 507.9596 | 507.9596 | 507.9596 | 507.9596 | 507.9596 | 507.9596 | 507.9596 | 507.9596 | 507.9596 | 507.9596 | 507.9596 | 507.9596 | 507.9596 | 507.9596 | 507.9596 | 507.9596 | 507.9596 | 507.9596 | 507.9596 | 507.9596 | 507.9596 | 507.9596 | 507.9596 | 507.9596 | 507.9596 | 507.9596 | 507.9596 | 507.9596 | 507.9596 | 507.9596 | 507.9596 | 507.9596 | 507.9596 | 507.9596 | 507.9596 | 507.9596 | 507.9596 | 507.9596 | 507.9596 | 507.9596 | 507.9596 | 507.9596 | 507.9596 | 507.9596 | 507.9596 | 507.9596 | 507.9596 | 507.9596 | 507.9596 | 507.9596 | 507.9596 | 507.9596 | 507.9596 | 507.9596 | 507.9596 | 507.9596 | 507.9596 | 507.9596 | 507.9596 | 507.9596 | 507.9596 | 507.9596 | 507.9596 | 507.9596 | 507.9596 | 507.9596 | 507.9596 | 507.9596 | 507.9596 | 507.9596 | 507.9596 | 507.9596 | 507.9596 | 507.9596 | 507.9596 | 507.9596 | 507.9596 | 507.9596 | 507.9596 | 507.9596 | 507.9596 | 507.9596 | 507.9596 | 507.9596 | 507.9596 | 507.9596 | 507.9596 | 507.9596 | 507.9596 | 507.9596 | 507.9596 | 507.9596 | 507.9596 | 507.9596 | 507.9596 | 507.9596 | 507.9596 | 507.9596 | 507.9596 | 507.9596 | 507.9596 | 507.9596 | 507.9596 | 507.9596 | 507.9596 | 507.9596 | 507.9596 | 507.9596 | 507.9596 | 507.9596 | 507.9596 | 507.9596 | 507.9596 | 507.9596 | 507.9596 | 507.9596 | 507.9596 | 507.9596 | 507.9596 | 507.9596 | 507.9596 | 507.9596 | 507.9596 | 507.9596 | 507.9596 | 507.9596 | 507.9596 | 507.9596 | 507.9596 | 507.9596 | 507.9596 | 507.9596 | 507.9596 | 507.9596 | 507.9596 | 507.9596 | 507.9596 | 507.9596 | 507.9596 | 507.9596 | 507.9596 | 507.9596 | 507.9596 | 507.9596 | 507.9596 | 507.9596 | 507.9596 | 507.9596 | 507.9596 | 507.9596 | 507.9596 | 507.9596 | 507.9596 | 507.9596 | 507.9596 | 507.9596 | 507.9596 | 507.9596 | 507.9596 | 507.9596 | 507.9596 | 507.9596 | 507.9596 | 507.9596 | 507.9596 | 507.9596 | 507.9596 | 507.9596 | 507.9596 | 507.9596 | 507.9596 | 507.9596 | 507.9596 | 507.9596 | 507.9596 | 507.9596 | 507.9596 | 507.9596 | 507.9596 | 507.9596 | 507.9596 | 507.9596 | 507.9596 | 507.9596 | 507.9596 | 507.9596 | 507.9596 | 507.9596 | 507.9596 | 507.9596 | 507.9596 | 507.9596 | 507.9596 | 507.9596 | 507.9596 | 507.9596
(+) Receita de Contraprestação | 507.9596 | 507.9596 | 507.9596 | 507.9596 | 507.9596 | 507.9596 | 507.9596 | 507.9596 | 507.9596 | 507.9596 | 507.9596 | 507.9596 | 507.9596 | 507.9596 | 507.9596 | 507.9596 | 507.9596 | 507.9596 | 507.9596 | 507.9596 | 507.9596 | 507.9596 | 507.9596 | 507.9596 | 507.9596 | 507.9596 | 507.9596 | 507.9596 | 507.9596 | 507.9596 | 507.9596 | 507.9596 | 507.9596 | 507.9596 | 507.9596 | 507.9596 | 507.9596 | 507.9596 | 507.9596 | 507.9596 | 507.9596 | 507.9596 | 507.9596 | 507.9596 | 507.9596 | 507.9596 | 507.9596 | 507.9596 | 507.9596 | 507.9596 | 507.9596 | 507.9596 | 507.9596 | 507.9596 | 507.9596 | 507.9596 | 507.9596 | 507.9596 | 507.9596 | 507.9596 | 507.9596 | 507.9596 | 507.9596 | 507.9596 | 507.9596 | 507.9596 | 507.9596 | 507.9596 | 507.9596 | 507.9596 | 507.9596 | 507.9596 | 507.9596 | 507.9596 | 507.9596 | 507.9596 | 507.9596 | 507.9596 | 507.9596 | 507.9596 | 507.9596 | 507.9596 | 507.9596 | 507.9596 | 507.9596 | 507.9596 | 507.9596 | 507.9596 | 507.9596 | 507.9596 | 507.9596 | 507.9596 | 507.9596 | 507.9596 | 507.9596 | 507.9596 | 507.9596 | 507.9596 | 507.9596 | 507.9596 | 507.9596 | 507.9596 | 507.9596 | 507.9596 | 507.9596 | 507.9596 | 507.9596 | 507.9596 | 507.9596 | 507.9596 | 507.9596 | 507.9596 | 507.9596 | 507.9596 | 507.9596 | 507.9596 | 507.9596 | 507.9596 | 507.9596 | 507.9596 | 507.9596 | 507.9596 | 507.9596 | 507.9596 | 507.9596 | 507.9596 | 507.9596 | 507.9596 | 507.9596 | 507.9596 | 507.9596 | 507.9596 | 507.9596 | 507.9596 | 507.9596 | 507.9596 | 507.9596 | 507.9596 | 507.9596 | 507.9596 | 507.9596 | 507.9596 | 507.9596 | 507.9596 | 507.9596 | 507.9596 | 507.9596 | 507.9596 | 507.9596 | 507.9596 | 507.9596 | 507.9596 | 507.9596 | 507.9596 | 507.9596 | 507.9596 | 507.9596 | 507.9596 | 507.9596 | 507.9596 | 507.9596 | 507.9596 | 507.9596 | 507.9596 | 507.9596 | 507.9596 | 507.9596 | 507.9596 | 507.9596 | 507.9596 | 507.9596 | 507.9596 | 507.9596 | 507.9596 | 507.9596 | 507.9596 | 507.9596 | 507.9596 | 507.9596 | 507.9596 | 507.9596 | 507.9596 | 507.9596 | 507.9596 | 507.9596 | 507.9596 | 507.9596 | 507.9596 | 507.9596 | 507.9596 | 507.9596 | 507.9596 | 507.9596 | 507.9596 | 507.9596 | 507.9596 | 507.9596 | 507.9596 | 507.9596 | 507.9596 | 507.9596 | 507.9596 | 507.9596 | 507.9596 | 507.9596 | 507.9596 | 507.9596 | 507.9596 | 507.9596 | 507.9596 | 507.9596 | 507.9596 | 507.9596 | 507.9596 | 507.9596 | 507.9596 | 507.9596 | 507.9596 | 507.9596 | 507.9596 | 507.9596 | 507.9596 | 507.9596 | 507.9596 | 507.9596 | 507.9596 | 507.9596 | 507.9596 | 507.9596 | 507.9596 | 507.9596 | 507.9596 | 507.9596 | 507.9596 | 507.9596 | 507.9596 | 507.9596 | 507.9596 | 507.9596 | 507.9596
(+) Receita de Aporte | 0 | 0 | 0 | 0 | 0 | 0 | 0 | 0 | 0 | 0 | 0 | 0 | 0 | 0 | 0 | 0 | 0 | 0 | 0 | 0 | 0 | 0 | 0 | 0 | 0 | 0 | 0 | 0 | 0 | 0 | 0 | 0 | 0 | 0 | 0 | 0 | 0 | 0 | 0 | 0 | 0 | 0 | 0 | 0 | 0 | 0 | 0 | 0 | 0 | 0 | 0 | 0 | 0 | 0 | 0 | 0 | 0 | 0 | 0 | 0 | 0 | 0 | 0 | 0 | 0 | 0 | 0 | 0 | 0 | 0 | 0 | 0 | 0 | 0 | 0 | 0 | 0 | 0 | 0 | 0 | 0 | 0 | 0 | 0 | 0 | 0 | 0 | 0 | 0 | 0 | 0 | 0 | 0 | 0 | 0 | 0 | 0 | 0 | 0 | 0 | 0 | 0 | 0 | 0 | 0 | 0 | 0 | 0 | 0 | 0 | 0 | 0 | 0 | 0 | 0 | 0 | 0 | 0 | 0 | 0 | 0 | 0 | 0 | 0 | 0 | 0 | 0 | 0 | 0 | 0 | 0 | 0 | 0 | 0 | 0 | 0 | 0 | 0 | 0 | 0 | 0 | 0 | 0 | 0 | 0 | 0 | 0 | 0 | 0 | 0 | 0 | 0 | 0 | 0 | 0 | 0 | 0 | 0 | 0 | 0 | 0 | 0 | 0 | 0 | 0 | 0 | 0 | 0 | 0 | 0 | 0 | 0 | 0 | 0 | 0 | 0 | 0 | 0 | 0 | 0 | 0 | 0 | 0 | 0 | 0 | 0 | 0 | 0 | 0 | 0 | 0 | 0 | 0 | 0 | 0 | 0 | 0 | 0 | 0 | 0 | 0 | 0 | 0 | 0 | 0 | 0 | 0 | 0 | 0 | 0 | 0 | 0 | 0 | 0 | 0 | 0 | 0 | 0 | 0 | 0 | 0 | 0 | 0 | 0 | 0 | 0 | 0 | 0 | 0 | 0 | 0 | 0 | 0 | 0 | 0 | 0 | 0 | 0 | 0 | 0
(+) Bônus de Energia | 0 | 0 | 0 | 0 | 0 | 0 | 0 | 0 | 0 | 0 | 0 | 0 | 0 | 0 | 0 | 0 | 0 | 0 | 0 | 0 | 0 | 0 | 0 | 0 | 0 | 0 | 0 | 0 | 0 | 0 | 0 | 0 | 0 | 0 | 0 | 0 | 0 | 0 | 0 | 0 | 0 | 0 | 0 | 0 | 0 | 0 | 0 | 0 | 0 | 0 | 0 | 0 | 0 | 0 | 0 | 0 | 0 | 0 | 0 | 0 | 0 | 0 | 0 | 0 | 0 | 0 | 0 | 0 | 0 | 0 | 0 | 0 | 0 | 0 | 0 | 0 | 0 | 0 | 0 | 0 | 0 | 0 | 0 | 0 | 0 | 0 | 0 | 0 | 0 | 0 | 0 | 0 | 0 | 0 | 0 | 0 | 0 | 0 | 0 | 0 | 0 | 0 | 0 | 0 | 0 | 0 | 0 | 0 | 0 | 0 | 0 | 0 | 0 | 0 | 0 | 0 | 0 | 0 | 0 | 0 | 0 | 0 | 0 | 0 | 0 | 0 | 0 | 0 | 0 | 0 | 0 | 0 | 0 | 0 | 0 | 0 | 0 | 0 | 0 | 0 | 0 | 0 | 0 | 0 | 0 | 0 | 0 | 0 | 0 | 0 | 0 | 0 | 0 | 0 | 0 | 0 | 0 | 0 | 0 | 0 | 0 | 0 | 0 | 0 | 0 | 0 | 0 | 0 | 0 | 0 | 0 | 0 | 0 | 0 | 0 | 0 | 0 | 0 | 0 | 0 | 0 | 0 | 0 | 0 | 0 | 0 | 0 | 0 | 0 | 0 | 0 | 0 | 0 | 0 | 0 | 0 | 0 | 0 | 0 | 0 | 0 | 0 | 0 | 0 | 0 | 0 | 0 | 0 | 0 | 0 | 0 | 0 | 0 | 0 | 0 | 0 | 0 | 0 | 0 | 0 | 0 | 0 | 0 | 0 | 0 | 0 | 0 | 0 | 0 | 0 | 0 | 0 | 0 | 0 | 0 | 0 | 0 | 0 | 0 | 0
(+) Receitas Acessórias | 0 | 0 | 0 | 0 | 0 | 0 | 0 | 0 | 0 | 0 | 0 | 0 | 0 | 0 | 0 | 0 | 0 | 0 | 0 | 0 | 0 | 0 | 0 | 0 | 0 | 0 | 0 | 0 | 0 | 0 | 0 | 0 | 0 | 0 | 0 | 0 | 0 | 0 | 0 | 0 | 0 | 0 | 0 | 0 | 0 | 0 | 0 | 0 | 0 | 0 | 0 | 0 | 0 | 0 | 0 | 0 | 0 | 0 | 0 | 0 | 0 | 0 | 0 | 0 | 0 | 0 | 0 | 0 | 0 | 0 | 0 | 0 | 0 | 0 | 0 | 0 | 0 | 0 | 0 | 0 | 0 | 0 | 0 | 0 | 0 | 0 | 0 | 0 | 0 | 0 | 0 | 0 | 0 | 0 | 0 | 0 | 0 | 0 | 0 | 0 | 0 | 0 | 0 | 0 | 0 | 0 | 0 | 0 | 0 | 0 | 0 | 0 | 0 | 0 | 0 | 0 | 0 | 0 | 0 | 0 | 0 | 0 | 0 | 0 | 0 | 0 | 0 | 0 | 0 | 0 | 0 | 0 | 0 | 0 | 0 | 0 | 0 | 0 | 0 | 0 | 0 | 0 | 0 | 0 | 0 | 0 | 0 | 0 | 0 | 0 | 0 | 0 | 0 | 0 | 0 | 0 | 0 | 0 | 0 | 0 | 0 | 0 | 0 | 0 | 0 | 0 | 0 | 0 | 0 | 0 | 0 | 0 | 0 | 0 | 0 | 0 | 0 | 0 | 0 | 0 | 0 | 0 | 0 | 0 | 0 | 0 | 0 | 0 | 0 | 0 | 0 | 0 | 0 | 0 | 0 | 0 | 0 | 0 | 0 | 0 | 0 | 0 | 0 | 0 | 0 | 0 | 0 | 0 | 0 | 0 | 0 | 0 | 0 | 0 | 0 | 0 | 0 | 0 | 0 | 0 | 0 | 0 | 0 | 0 | 0 | 0 | 0 | 0 | 0 | 0 | 0 | 0 | 0 | 0 | 0 | 0 | 0 | 0 | 0 | 0
(2) Deduções | 49.1667 | 49.1667 | 49.1667 | 49.1667 | 49.1667 | 49.1667 | 49.1667 | 49.1667 | 49.1667 | 49.1667 | 49.1667 | 49.1667 | 49.1667 | 49.1667 | 49.1667 | 49.1667 | 49.1667 | 49.1667 | 49.1667 | 49.1667 | 49.1667 | 49.1667 | 49.1667 | 49.1667 | 49.1667 | 49.1667 | 49.1667 | 49.1667 | 49.1667 | 49.1667 | 49.1667 | 49.1667 | 49.1667 | 49.1667 | 49.1667 | 49.1667 | 49.1667 | 49.1667 | 49.1667 | 49.1667 | 49.1667 | 49.1667 | 49.1667 | 49.1667 | 49.1667 | 49.1667 | 49.1667 | 49.1667 | 49.1667 | 49.1667 | 49.1667 | 49.1667 | 49.1667 | 49.1667 | 49.1667 | 49.1667 | 49.1667 | 49.1667 | 49.1667 | 49.1667 | 49.1667 | 49.1667 | 49.1667 | 49.1667 | 49.1667 | 49.1667 | 49.1667 | 49.1667 | 49.1667 | 49.1667 | 49.1667 | 49.1667 | 49.1667 | 49.1667 | 49.1667 | 49.1667 | 49.1667 | 49.1667 | 49.1667 | 49.1667 | 49.1667 | 49.1667 | 49.1667 | 49.1667 | 49.1667 | 49.1667 | 49.1667 | 49.1667 | 49.1667 | 49.1667 | 49.1667 | 49.1667 | 49.1667 | 49.1667 | 49.1667 | 49.1667 | 49.1667 | 49.1667 | 49.1667 | 49.1667 | 49.1667 | 49.1667 | 49.1667 | 49.1667 | 49.1667 | 49.1667 | 49.1667 | 49.1667 | 49.1667 | 49.1667 | 49.1667 | 49.1667 | 49.1667 | 49.1667 | 49.1667 | 49.1667 | 49.1667 | 49.1667 | 49.1667 | 49.1667 | 49.1667 | 49.1667 | 49.1667 | 49.1667 | 49.1667 | 49.1667 | 49.1667 | 49.1667 | 49.1667 | 49.1667 | 49.1667 | 49.1667 | 49.1667 | 49.1667 | 49.1667 | 49.1667 | 49.1667 | 49.1667 | 49.1667 | 49.1667 | 49.1667 | 49.1667 | 49.1667 | 49.1667 | 49.1667 | 49.1667 | 49.1667 | 49.1667 | 49.1667 | 49.1667 | 49.1667 | 49.1667 | 49.1667 | 49.1667 | 49.1667 | 49.1667 | 49.1667 | 49.1667 | 49.1667 | 49.1667 | 49.1667 | 49.1667 | 49.1667 | 49.1667 | 49.1667 | 49.1667 | 49.1667 | 49.1667 | 49.1667 | 49.1667 | 49.1667 | 49.1667 | 49.1667 | 49.1667 | 49.1667 | 49.1667 | 49.1667 | 49.1667 | 49.1667 | 49.1667 | 49.1667 | 49.1667 | 49.1667 | 49.1667 | 49.1667 | 49.1667 | 49.1667 | 49.1667 | 49.1667 | 49.1667 | 49.1667 | 49.1667 | 49.1667 | 49.1667 | 49.1667 | 49.1667 | 49.1667 | 49.1667 | 49.1667 | 49.1667 | 49.1667 | 49.1667 | 49.1667 | 49.1667 | 49.1667 | 49.1667 | 49.1667 | 49.1667 | 49.1667 | 49.1667 | 49.1667 | 49.1667 | 49.1667 | 49.1667 | 49.1667 | 49.1667 | 49.1667 | 49.1667 | 49.1667 | 49.1667 | 49.1667 | 49.1667 | 49.1667 | 49.1667 | 49.1667 | 49.1667 | 49.1667 | 49.1667 | 49.1667 | 49.1667 | 49.1667 | 49.1667 | 49.1667 | 49.1667 | 49.1667 | 49.1667 | 49.1667 | 49.1667 | 49.1667 | 49.1667
(3) Receita Líquida (1 – 2) | 458.7929 | 458.7929 | 458.7929 | 458.7929 | 458.7929 | 458.7929 | 458.7929 | 458.7929 | 458.7929 | 458.7929 | 458.7929 | 458.7929 | 458.7929 | 458.7929 | 458.7929 | 458.7929 | 458.7929 | 458.7929 | 458.7929 | 458.7929 | 458.7929 | 458.7929 | 458.7929 | 458.7929 | 458.7929 | 458.7929 | 458.7929 | 458.7929 | 458.7929 | 458.7929 | 458.7929 | 458.7929 | 458.7929 | 458.7929 | 458.7929 | 458.7929 | 458.7929 | 458.7929 | 458.7929 | 458.7929 | 458.7929 | 458.7929 | 458.7929 | 458.7929 | 458.7929 | 458.7929 | 458.7929 | 458.7929 | 458.7929 | 458.7929 | 458.7929 | 458.7929 | 458.7929 | 458.7929 | 458.7929 | 458.7929 | 458.7929 | 458.7929 | 458.7929 | 458.7929 | 458.7929 | 458.7929 | 458.7929 | 458.7929 | 458.7929 | 458.7929 | 458.7929 | 458.7929 | 458.7929 | 458.7929 | 458.7929 | 458.7929 | 458.7929 | 458.7929 | 458.7929 | 458.7929 | 458.7929 | 458.7929 | 458.7929 | 458.7929 | 458.7929 | 458.7929 | 458.7929 | 458.7929 | 458.7929 | 458.7929 | 458.7929 | 458.7929 | 458.7929 | 458.7929 | 458.7929 | 458.7929 | 458.7929 | 458.7929 | 458.7929 | 458.7929 | 458.7929 | 458.7929 | 458.7929 | 458.7929 | 458.7929 | 458.7929 | 458.7929 | 458.7929 | 458.7929 | 458.7929 | 458.7929 | 458.7929 | 458.7929 | 458.7929 | 458.7929 | 458.7929 | 458.7929 | 458.7929 | 458.7929 | 458.7929 | 458.7929 | 458.7929 | 458.7929 | 458.7929 | 458.7929 | 458.7929 | 458.7929 | 458.7929 | 458.7929 | 458.7929 | 458.7929 | 458.7929 | 458.7929 | 458.7929 | 458.7929 | 458.7929 | 458.7929 | 458.7929 | 458.7929 | 458.7929 | 458.7929 | 458.7929 | 458.7929 | 458.7929 | 458.7929 | 458.7929 | 458.7929 | 458.7929 | 458.7929 | 458.7929 | 458.7929 | 458.7929 | 458.7929 | 458.7929 | 458.7929 | 458.7929 | 458.7929 | 458.7929 | 458.7929 | 458.7929 | 458.7929 | 458.7929 | 458.7929 | 458.7929 | 458.7929 | 458.7929 | 458.7929 | 458.7929 | 458.7929 | 458.7929 | 458.7929 | 458.7929 | 458.7929 | 458.7929 | 458.7929 | 458.7929 | 458.7929 | 458.7929 | 458.7929 | 458.7929 | 458.7929 | 458.7929 | 458.7929 | 458.7929 | 458.7929 | 458.7929 | 458.7929 | 458.7929 | 458.7929 | 458.7929 | 458.7929 | 458.7929 | 458.7929 | 458.7929 | 458.7929 | 458.7929 | 458.7929 | 458.7929 | 458.7929 | 458.7929 | 458.7929 | 458.7929 | 458.7929 | 458.7929 | 458.7929 | 458.7929 | 458.7929 | 458.7929 | 458.7929 | 458.7929 | 458.7929 | 458.7929 | 458.7929 | 458.7929 | 458.7929 | 458.7929 | 458.7929 | 458.7929 | 458.7929 | 458.7929 | 458.7929 | 458.7929 | 458.7929 | 458.7929 | 458.7929 | 458.7929 | 458.7929 | 458.7929 | 458.7929 | 458.7929 | 458.7929 | 458.7929 | 458.7929 | 458.7929 | 458.7929 | 458.7929 | 458.7929 | 458.7929 | 458.7929 | 458.7929 | 458.7929 | 458.7929 | 458.7929 | 458.7929
(4) Custos e Despesas Operacionais | 219.5854 | 219.5854 | 219.5854 | 219.5854 | 219.5854 | 219.5854 | 219.5854 | 219.5854 | 219.5854 | 219.5854 | 219.5854 | 219.5854 | 219.5854 | 219.5854 | 219.5854 | 219.5854 | 219.5854 | 219.5854 | 219.5854 | 219.5854 | 219.5854 | 219.5854 | 219.5854 | 219.5854 | 219.5854 | 219.5854 | 219.5854 | 219.5854 | 219.5854 | 219.5854 | 219.5854 | 219.5854 | 219.5854 | 219.5854 | 219.5854 | 219.5854 | 219.5854 | 219.5854 | 219.5854 | 219.5854 | 219.5854 | 219.5854 | 219.5854 | 219.5854 | 219.5854 | 219.5854 | 219.5854 | 219.5854 | 219.5854 | 219.5854 | 219.5854 | 219.5854 | 219.5854 | 219.5854 | 219.5854 | 219.5854 | 219.5854 | 219.5854 | 219.5854 | 219.5854 | 219.5854 | 219.5854 | 219.5854 | 219.5854 | 219.5854 | 219.5854 | 219.5854 | 219.5854 | 219.5854 | 219.5854 | 219.5854 | 219.5854 | 219.5854 | 219.5854 | 219.5854 | 219.5854 | 219.5854 | 219.5854 | 219.5854 | 219.5854 | 219.5854 | 219.5854 | 219.5854 | 219.5854 | 219.5854 | 219.5854 | 219.5854 | 219.5854 | 219.5854 | 219.5854 | 219.5854 | 219.5854 | 219.5854 | 219.5854 | 219.5854 | 219.5854 | 219.5854 | 219.5854 | 219.5854 | 219.5854 | 219.5854 | 219.5854 | 219.5854 | 219.5854 | 219.5854 | 219.5854 | 219.5854 | 219.5854 | 219.5854 | 219.5854 | 219.5854 | 219.5854 | 219.5854 | 219.5854 | 219.5854 | 219.5854 | 219.5854 | 219.5854 | 219.5854 | 219.5854 | 216.6197 | 216.6197 | 216.6197 | 216.6197 | 216.6197 | 216.6197 | 216.6197 | 216.6197 | 216.6197 | 216.6197 | 216.6197 | 216.6197 | 216.6197 | 216.6197 | 216.6197 | 216.6197 | 216.6197 | 216.6197 | 216.6197 | 216.6197 | 216.6197 | 216.6197 | 216.6197 | 216.6197 | 216.6197 | 216.6197 | 216.6197 | 216.6197 | 216.6197 | 216.6197 | 216.6197 | 216.6197 | 216.6197 | 216.6197 | 216.6197 | 216.6197 | 216.6197 | 216.6197 | 216.6197 | 216.6197 | 216.6197 | 216.6197 | 216.6197 | 216.6197 | 216.6197 | 216.6197 | 216.6197 | 216.6197 | 216.6197 | 216.6197 | 216.6197 | 216.6197 | 216.6197 | 216.6197 | 216.6197 | 216.6197 | 216.6197 | 216.6197 | 216.6197 | 216.6197 | 216.6197 | 216.6197 | 216.6197 | 216.6197 | 216.6197 | 216.6197 | 216.6197 | 216.6197 | 216.6197 | 216.6197 | 216.6197 | 216.6197 | 216.6197 | 216.6197 | 216.6197 | 216.6197 | 216.6197 | 216.6197 | 216.6197 | 216.6197 | 216.6197 | 216.6197 | 216.6197 | 216.6197 | 216.6197 | 216.6197 | 216.6197 | 216.6197 | 216.6197 | 216.6197 | 216.6197 | 216.6197 | 216.6197 | 216.6197 | 216.6197 | 216.6197 | 216.6197 | 216.6197 | 216.6197 | 216.6197 | 216.6197 | 216.6197 | 216.6197 | 216.6197 | 216.6197 | 216.6197 | 216.6197 | 216.6197 | 216.6197 | 216.6197 | 216.6197 | 216.6197 | 216.6197 | 216.6197 | 216.6197 | 216.6197 | 216.6197 | 216.6197 | 216.6197 | 216.6197
(5) EBITDA (3 – 4) | 239.2075 | 239.2075 | 239.2075 | 239.2075 | 239.2075 | 239.2075 | 239.2075 | 239.2075 | 239.2075 | 239.2075 | 239.2075 | 239.2075 | 239.2075 | 239.2075 | 239.2075 | 239.2075 | 239.2075 | 239.2075 | 239.2075 | 239.2075 | 239.2075 | 239.2075 | 239.2075 | 239.2075 | 239.2075 | 239.2075 | 239.2075 | 239.2075 | 239.2075 | 239.2075 | 239.2075 | 239.2075 | 239.2075 | 239.2075 | 239.2075 | 239.2075 | 239.2075 | 239.2075 | 239.2075 | 239.2075 | 239.2075 | 239.2075 | 239.2075 | 239.2075 | 239.2075 | 239.2075 | 239.2075 | 239.2075 | 239.2075 | 239.2075 | 239.2075 | 239.2075 | 239.2075 | 239.2075 | 239.2075 | 239.2075 | 239.2075 | 239.2075 | 239.2075 | 239.2075 | 239.2075 | 239.2075 | 239.2075 | 239.2075 | 239.2075 | 239.2075 | 239.2075 | 239.2075 | 239.2075 | 239.2075 | 239.2075 | 239.2075 | 239.2075 | 239.2075 | 239.2075 | 239.2075 | 239.2075 | 239.2075 | 239.2075 | 239.2075 | 239.2075 | 239.2075 | 239.2075 | 239.2075 | 239.2075 | 239.2075 | 239.2075 | 239.2075 | 239.2075 | 239.2075 | 239.2075 | 239.2075 | 239.2075 | 239.2075 | 239.2075 | 239.2075 | 239.2075 | 239.2075 | 239.2075 | 239.2075 | 239.2075 | 239.2075 | 239.2075 | 239.2075 | 239.2075 | 239.2075 | 239.2075 | 239.2075 | 239.2075 | 239.2075 | 239.2075 | 239.2075 | 239.2075 | 239.2075 | 239.2075 | 239.2075 | 239.2075 | 239.2075 | 239.2075 | 239.2075 | 242.1732 | 242.1732 | 242.1732 | 242.1732 | 242.1732 | 242.1732 | 242.1732 | 242.1732 | 242.1732 | 242.1732 | 242.1732 | 242.1732 | 242.1732 | 242.1732 | 242.1732 | 242.1732 | 242.1732 | 242.1732 | 242.1732 | 242.1732 | 242.1732 | 242.1732 | 242.1732 | 242.1732 | 242.1732 | 242.1732 | 242.1732 | 242.1732 | 242.1732 | 242.1732 | 242.1732 | 242.1732 | 242.1732 | 242.1732 | 242.1732 | 242.1732 | 242.1732 | 242.1732 | 242.1732 | 242.1732 | 242.1732 | 242.1732 | 242.1732 | 242.1732 | 242.1732 | 242.1732 | 242.1732 | 242.1732 | 242.1732 | 242.1732 | 242.1732 | 242.1732 | 242.1732 | 242.1732 | 242.1732 | 242.1732 | 242.1732 | 242.1732 | 242.1732 | 242.1732 | 242.1732 | 242.1732 | 242.1732 | 242.1732 | 242.1732 | 242.1732 | 242.1732 | 242.1732 | 242.1732 | 242.1732 | 242.1732 | 242.1732 | 242.1732 | 242.1732 | 242.1732 | 242.1732 | 242.1732 | 242.1732 | 242.1732 | 242.1732 | 242.1732 | 242.1732 | 242.1732 | 242.1732 | 242.1732 | 242.1732 | 242.1732 | 242.1732 | 242.1732 | 242.1732 | 242.1732 | 242.1732 | 242.1732 | 242.1732 | 242.1732 | 242.1732 | 242.1732 | 242.1732 | 242.1732 | 242.1732 | 242.1732 | 242.1732 | 242.1732 | 242.1732 | 242.1732 | 242.1732 | 242.1732 | 242.1732 | 242.1732 | 242.1732 | 242.1732 | 242.1732 | 242.1732 | 242.1732 | 242.1732 | 242.1732 | 242.1732 | 242.1732 | 242.1732 | 242.1732
(6) Capital de Giro | -162.0019 | -2.3699 | -0.56376 | -0.56497 | -5.7667 | -8.5243 | -8.5268 | -8.1192 | -7.9712 | -8.0146 | -4.3784 | -3.7176 | -1.8726 | 0 | 0 | 0 | 0 | 0 | 0 | -219.5854 | 219.5854 | 0 | 0 | 0 | 0 | -0.0066642 | -0.0067031 | -0.0067423 | -0.0067817 | -0.0068213 | -0.0068611 | -0.0069012 | -0.0069415 | -0.0069821 | -0.0070229 | -0.0070639 | -0.0071051 | -0.0071466 | -0.0071884 | -0.0072304 | -0.0072726 | -0.0073151 | -0.0073578 | -0.0074008 | -0.007444 | -0.0074875 | -0.0075313 | -0.0075753 | -0.0076195 | -0.007664 | -0.0077088 | -0.0077538 | -0.0077991 | -0.0078447 | -0.0078905 | -0.0079366 | -0.0079829 | -0.0080296 | -0.0080765 | -0.0081236 | -0.0081711 | -0.0082188 | -0.0082668 | -0.0083151 | -0.0083637 | -0.0084125 | -0.0084617 | -0.0085111 | -0.0085608 | -0.0086108 | -0.0086611 | -0.0087117 | -0.0087626 | -0.0088138 | -0.0088653 | -0.0089171 | -0.0089692 | -0.0090216 | -0.0090742 | -0.0091273 | -0.0091806 | -0.0092342 | -0.0092881 | -0.0093424 | -0.009397 | -0.0094519 | -0.0095071 | -0.0095626 | -0.0096185 | -0.0096746 | -0.0097312 | -0.009788 | -0.0098452 | -0.0099027 | -0.0099605 | -0.010019 | -0.010077 | -0.010136 | -0.010195 | -0.010255 | -0.010315 | -0.010375 | -0.010436 | -0.010497 | -0.010558 | -0.01062 | -0.010682 | -0.010744 | -0.010807 | -0.01087 | -0.010933 | -0.010997 | -0.011061 | -0.011126 | -0.011191 | -0.011256 | -0.011322 | -0.011388 | -0.011455 | -2.9773 | 51.417 | -3.157 | -3.1838 | -3.211 | -7.5346 | -7.6002 | -7.6668 | -7.7347 | -7.8037 | -7.874 | -4.2653 | -4.011 | 0 | 0 | 0 | 0 | 0 | 0 | 0 | 0 | 0 | 0 | 0 | 0 | 0 | 0 | 0 | 0 | 0 | 0 | 0 | 0 | 0 | 0 | 0 | 0 | 0 | 0 | 0 | 0 | 0 | 0 | 0 | 0 | 0 | 0 | 0 | 0 | 0 | 0 | 0 | 0 | 0 | 0 | 0 | 0 | 0 | 0 | 0 | 0 | 0 | 0 | 0 | 0 | 0 | 0 | 0 | 0 | 0 | 0 | 0 | 0 | 0 | 0 | 0 | 0 | 0 | 0 | 0 | 0 | 0 | 0 | 0 | 0 | 0 | 0 | 0 | 0 | 0 | 0 | 0 | 0 | 0 | 0 | 0 | 0 | 0 | 0 | 0 | 0 | 0 | 0 | 0 | 0 | 0 | 0 | 0 | 0 | 0 | 0 | 0 | 0 | 0 | 0 | 0 | 0 | 0 | 0 | 0 | 291.3399
(7) IR/CSLL | 77.2055 | 74.8357 | 74.2719 | 73.7069 | 67.9402 | 59.416 | 50.8892 | 42.77 | 34.7988 | 26.7842 | 22.4058 | 18.6881 | 16.8155 | 16.8155 | 16.8155 | 16.8155 | 16.8155 | 16.8155 | 16.8155 | 16.8155 | 16.8155 | 16.8155 | 16.8155 | 16.8155 | 16.8155 | 16.8088 | 16.8021 | 16.7954 | 16.7886 | 16.7818 | 16.7749 | 16.768 | 16.7611 | 16.7541 | 16.7471 | 16.74 | 16.7329 | 16.7258 | 16.7186 | 16.7114 | 16.7041 | 16.6968 | 16.6894 | 16.682 | 16.6746 | 16.6671 | 16.6595 | 16.652 | 16.6444 | 16.6367 | 16.629 | 16.6212 | 16.6134 | 16.6056 | 16.5977 | 16.5898 | 16.5818 | 16.5737 | 16.5657 | 16.5575 | 16.5494 | 16.5412 | 16.5329 | 16.5246 | 16.5162 | 16.5078 | 16.4993 | 16.4908 | 16.4823 | 16.4736 | 16.465 | 16.4563 | 16.4475 | 16.4387 | 16.4298 | 16.4209 | 16.4119 | 16.4029 | 16.3939 | 16.3847 | 16.3755 | 16.3663 | 16.357 | 16.3477 | 16.3383 | 16.3288 | 16.3193 | 16.3098 | 16.3001 | 16.2905 | 16.2807 | 16.2709 | 16.2611 | 16.2512 | 16.2412 | 16.2312 | 16.2211 | 16.211 | 16.2008 | 16.1906 | 16.1802 | 16.1699 | 16.1594 | 16.1489 | 16.1384 | 16.1278 | 16.1171 | 16.1063 | 16.0955 | 16.0847 | 16.0737 | 16.0627 | 16.0517 | 16.0405 | 16.0293 | 16.0181 | 16.0068 | 15.9954 | 15.9839 | 15.9724 | 67.3894 | 64.2324 | 61.0485 | 57.8375 | 50.3029 | 42.7027 | 35.0359 | 27.3012 | 19.4975 | 11.6234 | 7.3581 | 3.3471 | 3.3471 | 3.3471 | 3.3471 | 3.3471 | 3.3471 | 3.3471 | 3.3471 | 3.3471 | 3.3471 | 3.3471 | 3.3471 | 3.3471 | 3.3471 | 3.3471 | 3.3471 | 3.3471 | 3.3471 | 3.3471 | 3.3471 | 3.3471 | 3.3471 | 3.3471 | 3.3471 | 3.3471 | 3.3471 | 3.3471 | 3.3471 | 3.3471 | 3.3471 | 3.3471 | 3.3471 | 3.3471 | 3.3471 | 3.3471 | 3.3471 | 3.3471 | 3.3471 | 3.3471 | 3.3471 | 3.3471 | 3.3471 | 3.3471 | 3.3471 | 3.3471 | 3.3471 | 3.3471 | 3.3471 | 3.3471 | 3.3471 | 3.3471 | 3.3471 | 3.3471 | 3.3471 | 3.3471 | 3.3471 | 3.3471 | 3.3471 | 3.3471 | 3.3471 | 3.3471 | 3.3471 | 3.3471 | 3.3471 | 3.3471 | 3.3471 | 3.3471 | 3.3471 | 3.3471 | 3.3471 | 3.3471 | 3.3471 | 3.3471 | 3.3471 | 3.3471 | 3.3471 | 3.3471 | 3.3471 | 3.3471 | 3.3471 | 3.3471 | 3.3471 | 3.3471 | 3.3471 | 3.3471 | 3.3471 | 3.3471 | 3.3471 | 3.3471 | 3.3471 | 3.3471 | 3.3471 | 3.3471 | 3.3471 | 3.3471 | 3.3471 | 3.3471 | 3.3471 | 3.3471 | 3.3471 | 3.3471 | 3.3471 | 3.3471 | 3.3471 | 3.3471 | 3.3471 | 3.3471 | 3.3471 | 3.3471
(8) Fluxo Operacional (5 – 6 - 7) | 324.0039 | 166.7417 | 165.4993 | 166.0655 | 177.0339 | 188.3158 | 196.8451 | 204.5567 | 212.3799 | 220.4379 | 221.1801 | 224.237 | 224.2646 | 222.392 | 222.392 | 222.392 | 222.392 | 222.392 | 222.392 | 441.9774 | 2.8065 | 222.392 | 222.392 | 222.392 | 222.392 | 222.4053 | 222.412 | 222.4188 | 222.4256 | 222.4325 | 222.4394 | 222.4463 | 222.4533 | 222.4603 | 222.4674 | 222.4745 | 222.4817 | 222.4888 | 222.4961 | 222.5033 | 222.5107 | 222.518 | 222.5254 | 222.5329 | 222.5403 | 222.5479 | 222.5555 | 222.5631 | 222.5707 | 222.5784 | 222.5862 | 222.594 | 222.6018 | 222.6097 | 222.6177 | 222.6256 | 222.6337 | 222.6418 | 222.6499 | 222.658 | 222.6663 | 222.6745 | 222.6828 | 222.6912 | 222.6996 | 222.7081 | 222.7166 | 222.7252 | 222.7338 | 222.7424 | 222.7511 | 222.7599 | 222.7687 | 222.7776 | 222.7865 | 222.7955 | 222.8045 | 222.8136 | 222.8227 | 222.8319 | 222.8411 | 222.8504 | 222.8597 | 222.8691 | 222.8786 | 222.8881 | 222.8976 | 222.9073 | 222.9169 | 222.9267 | 222.9365 | 222.9463 | 222.9562 | 222.9662 | 222.9762 | 222.9863 | 222.9964 | 223.0066 | 223.0168 | 223.0272 | 223.0375 | 223.048 | 223.0585 | 223.069 | 223.0796 | 223.0903 | 223.1011 | 223.1119 | 223.1227 | 223.1337 | 223.1447 | 223.1557 | 223.1669 | 223.1781 | 223.1893 | 223.2006 | 223.212 | 223.2235 | 223.235 | 226.2124 | 123.3668 | 181.0979 | 184.3085 | 187.5467 | 199.405 | 207.0707 | 214.8042 | 222.6067 | 230.4795 | 238.4239 | 239.0805 | 242.8371 | 238.8261 | 238.8261 | 238.8261 | 238.8261 | 238.8261 | 238.8261 | 238.8261 | 238.8261 | 238.8261 | 238.8261 | 238.8261 | 238.8261 | 238.8261 | 238.8261 | 238.8261 | 238.8261 | 238.8261 | 238.8261 | 238.8261 | 238.8261 | 238.8261 | 238.8261 | 238.8261 | 238.8261 | 238.8261 | 238.8261 | 238.8261 | 238.8261 | 238.8261 | 238.8261 | 238.8261 | 238.8261 | 238.8261 | 238.8261 | 238.8261 | 238.8261 | 238.8261 | 238.8261 | 238.8261 | 238.8261 | 238.8261 | 238.8261 | 238.8261 | 238.8261 | 238.8261 | 238.8261 | 238.8261 | 238.8261 | 238.8261 | 238.8261 | 238.8261 | 238.8261 | 238.8261 | 238.8261 | 238.8261 | 238.8261 | 238.8261 | 238.8261 | 238.8261 | 238.8261 | 238.8261 | 238.8261 | 238.8261 | 238.8261 | 238.8261 | 238.8261 | 238.8261 | 238.8261 | 238.8261 | 238.8261 | 238.8261 | 238.8261 | 238.8261 | 238.8261 | 238.8261 | 238.8261 | 238.8261 | 238.8261 | 238.8261 | 238.8261 | 238.8261 | 238.8261 | 238.8261 | 238.8261 | 238.8261 | 238.8261 | 238.8261 | 238.8261 | 238.8261 | 238.8261 | 238.8261 | 238.8261 | 238.8261 | 238.8261 | 238.8261 | 238.8261 | 238.8261 | 238.8261 | 238.8261 | 238.8261 | 238.8261 | 238.8261 | 238.8261 | 238.8261 | 238.8261 | 238.8261 | 238.8261 | -52.5138
(9) Investimentos e Despesas Pré-Operacionais | 1500 | 200 | 200 | 200 | 2151.7231 | 2151.7231 | 2122.5052 | 1985.3988 | 1985.3988 | 1985.3988 | 794.7077 | 1346.9742 | 0 | 0 | 0 | 0 | 0 | 0 | 0 | 0 | 0 | 0 | 0 | 0 | 0 | 0 | 0 | 0 | 0 | 0 | 0 | 0 | 0 | 0 | 0 | 0 | 0 | 0 | 0 | 0 | 0 | 0 | 0 | 0 | 0 | 0 | 0 | 0 | 0 | 0 | 0 | 0 | 0 | 0 | 0 | 0 | 0 | 0 | 0 | 0 | 0 | 0 | 0 | 0 | 0 | 0 | 0 | 0 | 0 | 0 | 0 | 0 | 0 | 0 | 0 | 0 | 0 | 0 | 0 | 0 | 0 | 0 | 0 | 0 | 0 | 0 | 0 | 0 | 0 | 0 | 0 | 0 | 0 | 0 | 0 | 0 | 0 | 0 | 0 | 0 | 0 | 0 | 0 | 0 | 0 | 0 | 0 | 0 | 0 | 0 | 0 | 0 | 0 | 0 | 0 | 0 | 0 | 0 | 0 | 0 | 1104.9664 | 1104.9664 | 1104.9664 | 1104.9664 | 2570.645 | 2570.645 | 2570.645 | 2570.645 | 2570.645 | 2570.645 | 1379.9539 | 1479.9539 | 0 | 0 | 0 | 0 | 0 | 0 | 0 | 0 | 0 | 0 | 0 | 0 | 0 | 0 | 0 | 0 | 0 | 0 | 0 | 0 | 0 | 0 | 0 | 0 | 0 | 0 | 0 | 0 | 0 | 0 | 0 | 0 | 0 | 0 | 0 | 0 | 0 | 0 | 0 | 0 | 0 | 0 | 0 | 0 | 0 | 0 | 0 | 0 | 0 | 0 | 0 | 0 | 0 | 0 | 0 | 0 | 0 | 0 | 0 | 0 | 0 | 0 | 0 | 0 | 0 | 0 | 0 | 0 | 0 | 0 | 0 | 0 | 0 | 0 | 0 | 0 | 0 | 0 | 0 | 0 | 0 | 0 | 0 | 0 | 0 | 0 | 0 | 0 | 0 | 0 | 0 | 0 | 0 | 0 | 0 | 0 | 0 | 0 | 0 | 0 | 0 | 0 | 0 | 0 | 0 | 0 | 0 | 0
(10) Fluxo de Projeto (8 - 9) | -1175.9961 | -33.2583 | -34.5007 | -33.9345 | -1974.6892 | -1963.4073 | -1925.6601 | -1780.8421 | -1773.0189 | -1764.9609 | -573.5275 | -1122.7372 | 224.2646 | 222.392 | 222.392 | 222.392 | 222.392 | 222.392 | 222.392 | 441.9774 | 2.8065 | 222.392 | 222.392 | 222.392 | 222.392 | 222.4053 | 222.412 | 222.4188 | 222.4256 | 222.4325 | 222.4394 | 222.4463 | 222.4533 | 222.4603 | 222.4674 | 222.4745 | 222.4817 | 222.4888 | 222.4961 | 222.5033 | 222.5107 | 222.518 | 222.5254 | 222.5329 | 222.5403 | 222.5479 | 222.5555 | 222.5631 | 222.5707 | 222.5784 | 222.5862 | 222.594 | 222.6018 | 222.6097 | 222.6177 | 222.6256 | 222.6337 | 222.6418 | 222.6499 | 222.658 | 222.6663 | 222.6745 | 222.6828 | 222.6912 | 222.6996 | 222.7081 | 222.7166 | 222.7252 | 222.7338 | 222.7424 | 222.7511 | 222.7599 | 222.7687 | 222.7776 | 222.7865 | 222.7955 | 222.8045 | 222.8136 | 222.8227 | 222.8319 | 222.8411 | 222.8504 | 222.8597 | 222.8691 | 222.8786 | 222.8881 | 222.8976 | 222.9073 | 222.9169 | 222.9267 | 222.9365 | 222.9463 | 222.9562 | 222.9662 | 222.9762 | 222.9863 | 222.9964 | 223.0066 | 223.0168 | 223.0272 | 223.0375 | 223.048 | 223.0585 | 223.069 | 223.0796 | 223.0903 | 223.1011 | 223.1119 | 223.1227 | 223.1337 | 223.1447 | 223.1557 | 223.1669 | 223.1781 | 223.1893 | 223.2006 | 223.212 | 223.2235 | 223.235 | 226.2124 | -981.5995 | -923.8685 | -920.6579 | -917.4197 | -2371.24 | -2363.5743 | -2355.8408 | -2348.0383 | -2340.1655 | -2332.2211 | -1140.8734 | -1237.1168 | 238.8261 | 238.8261 | 238.8261 | 238.8261 | 238.8261 | 238.8261 | 238.8261 | 238.8261 | 238.8261 | 238.8261 | 238.8261 | 238.8261 | 238.8261 | 238.8261 | 238.8261 | 238.8261 | 238.8261 | 238.8261 | 238.8261 | 238.8261 | 238.8261 | 238.8261 | 238.8261 | 238.8261 | 238.8261 | 238.8261 | 238.8261 | 238.8261 | 238.8261 | 238.8261 | 238.8261 | 238.8261 | 238.8261 | 238.8261 | 238.8261 | 238.8261 | 238.8261 | 238.8261 | 238.8261 | 238.8261 | 238.8261 | 238.8261 | 238.8261 | 238.8261 | 238.8261 | 238.8261 | 238.8261 | 238.8261 | 238.8261 | 238.8261 | 238.8261 | 238.8261 | 238.8261 | 238.8261 | 238.8261 | 238.8261 | 238.8261 | 238.8261 | 238.8261 | 238.8261 | 238.8261 | 238.8261 | 238.8261 | 238.8261 | 238.8261 | 238.8261 | 238.8261 | 238.8261 | 238.8261 | 238.8261 | 238.8261 | 238.8261 | 238.8261 | 238.8261 | 238.8261 | 238.8261 | 238.8261 | 238.8261 | 238.8261 | 238.8261 | 238.8261 | 238.8261 | 238.8261 | 238.8261 | 238.8261 | 238.8261 | 238.8261 | 238.8261 | 238.8261 | 238.8261 | 238.8261 | 238.8261 | 238.8261 | 238.8261 | 238.8261 | 238.8261 | 238.8261 | 238.8261 | 238.8261 | 238.8261 | 238.8261 | 238.8261 | 238.8261 | 238.8261 | 238.8261 | 238.8261 | 238.8261 | -52.5138
(15) FLUXO DE CAIXA ACUMULADO | -1175.9961 | -1209.2545 | -1243.7552 | -1277.6897 | -3252.3788 | -5215.7861 | -7141.4463 | -8922.2884 | -10695.3072 | -12460.2681 | -13033.7957 | -14156.5328 | -13932.2683 | -13709.8763 | -13487.4843 | -13265.0924 | -13042.7004 | -12820.3085 | -12597.9165 | -12155.9391 | -12153.1326 | -11930.7407 | -11708.3487 | -11485.9568 | -11263.5648 | -11041.1595 | -10818.7475 | -10596.3287 | -10373.903 | -10151.4706 | -9929.0312 | -9706.5848 | -9484.1315 | -9261.6712 | -9039.2038 | -8816.7293 | -8594.2476 | -8371.7588 | -8149.2627 | -7926.7594 | -7704.2487 | -7481.7307 | -7259.2053 | -7036.6724 | -6814.1321 | -6591.5842 | -6369.0288 | -6146.4657 | -5923.895 | -5701.3165 | -5478.7303 | -5256.1363 | -5033.5345 | -4810.9248 | -4588.3071 | -4365.6814 | -4143.0478 | -3920.406 | -3697.7561 | -3475.0981 | -3252.4318 | -3029.7573 | -2807.0744 | -2584.3832 | -2361.6836 | -2138.9755 | -1916.2589 | -1693.5338 | -1470.8 | -1248.0576 | -1025.3064 | -802.5465 | -579.7778 | -357.0002 | -134.2137 | 88.5817 | 311.3862 | 534.1998 | 757.0225 | 979.8543 | 1202.6955 | 1425.5458 | 1648.4056 | 1871.2747 | 2094.1533 | 2317.0414 | 2539.939 | 2762.8463 | 2985.7632 | 3208.6899 | 3431.6264 | 3654.5727 | 3877.5289 | 4100.495 | 4323.4712 | 4546.4575 | 4769.4539 | 4992.4605 | 5215.4773 | 5438.5045 | 5661.542 | 5884.59 | 6107.6485 | 6330.7175 | 6553.7972 | 6776.8875 | 6999.9886 | 7223.1004 | 7446.2232 | 7669.3569 | 7892.5015 | 8115.6573 | 8338.8241 | 8562.0022 | 8785.1915 | 9008.3921 | 9231.6041 | 9454.8276 | 9678.0626 | 9904.275 | 8922.6754 | 7998.807 | 7078.1491 | 6160.7294 | 3789.4894 | 1425.9151 | -929.9257 | -3277.964 | -5618.1294 | -7950.3506 | -9091.224 | -10328.3407 | -10089.5146 | -9850.6885 | -9611.8623 | -9373.0362 | -9134.2101 | -8895.3839 | -8656.5578 | -8417.7317 | -8178.9055 | -7940.0794 | -7701.2533 | -7462.4271 | -7223.601 | -6984.7749 | -6745.9487 | -6507.1226 | -6268.2965 | -6029.4703 | -5790.6442 | -5551.8181 | -5312.9919 | -5074.1658 | -4835.3396 | -4596.5135 | -4357.6874 | -4118.8612 | -3880.0351 | -3641.209 | -3402.3828 | -3163.5567 | -2924.7306 | -2685.9044 | -2447.0783 | -2208.2522 | -1969.426 | -1730.5999 | -1491.7738 | -1252.9476 | -1014.1215 | -775.2954 | -536.4692 | -297.6431 | -58.817 | 180.0092 | 418.8353 | 657.6614 | 896.4876 | 1135.3137 | 1374.1398 | 1612.966 | 1851.7921 | 2090.6182 | 2329.4444 | 2568.2705 | 2807.0967 | 3045.9228 | 3284.7489 | 3523.5751 | 3762.4012 | 4001.2273 | 4240.0535 | 4478.8796 | 4717.7057 | 4956.5319 | 5195.358 | 5434.1841 | 5673.0103 | 5911.8364 | 6150.6625 | 6389.4887 | 6628.3148 | 6867.1409 | 7105.9671 | 7344.7932 | 7583.6193 | 7822.4455 | 8061.2716 | 8300.0977 | 8538.9239 | 8777.75 | 9016.5761 | 9255.4023 | 9494.2284 | 9733.0545 | 9971.8807 | 10210.7068 | 10449.5329 | 10688.3591 | 10927.1852 | 11166.0114 | 11404.8375 | 11643.6636 | 11882.4898 | 12121.3159 | 12360.142 | 12598.9682 | 12837.7943 | 13076.6204 | 13315.4466 | 13554.2727 | 13793.0988 | 14031.925 | 14270.7511 | 14509.5772 | 14748.4034 | 14987.2295 | 15226.0556 | 15173.5419
Auxiliar Payback | - | - | - | - | - | - | - | - | - | - | - | - | - | - | - | - | - | - | - | - | - | - | - | - | - | - | - | - | - | - | - | - | - | - | - | - | - | - | - | - | - | - | - | - | - | - | - | - | - | - | - | - | - | - | - | - | - | - | - | - | - | - | - | - | - | - | - | - | - | - | - | - | - | - | - | 76 | - | - | - | - | - | - | - | - | - | - | - | - | - | - | - | - | - | - | - | - | - | - | - | - | - | - | - | - | - | - | - | - | - | - | - | - | - | - | - | - | - | - | - | - | - | - | - | - | - | - | - | - | - | - | - | - | - | - | - | - | - | - | - | - | - | - | - | - | - | - | - | - | - | - | - | - | - | - | - | - | - | - | - | - | - | - | - | - | - | - | - | - | - | - | - | - | - | - | - | 176 | - | - | - | - | - | - | - | - | - | - | - | - | - | - | - | - | - | - | - | - | - | - | - | - | - | - | - | - | - | - | - | - | - | - | - | - | - | - | - | - | - | - | - | - | - | - | - | - | - | - | - | - | - | - | - | - | - | - | - | - | - | - | - | -
PAYBACK | 76
TIR | 0.6654%
VPL | -2.1811e-12
DRE
Ano | 1 | 1 | 1 | 1 | 1 | 1 | 1 | 1 | 1 | 1 | 1 | 1 | 2 | 2 | 2 | 2 | 2 | 2 | 2 | 2 | 2 | 2 | 2 | 2 | 3 | 3 | 3 | 3 | 3 | 3 | 3 | 3 | 3 | 3 | 3 | 3 | 4 | 4 | 4 | 4 | 4 | 4 | 4 | 4 | 4 | 4 | 4 | 4 | 5 | 5 | 5 | 5 | 5 | 5 | 5 | 5 | 5 | 5 | 5 | 5 | 6 | 6 | 6 | 6 | 6 | 6 | 6 | 6 | 6 | 6 | 6 | 6 | 7 | 7 | 7 | 7 | 7 | 7 | 7 | 7 | 7 | 7 | 7 | 7 | 8 | 8 | 8 | 8 | 8 | 8 | 8 | 8 | 8 | 8 | 8 | 8 | 9 | 9 | 9 | 9 | 9 | 9 | 9 | 9 | 9 | 9 | 9 | 9 | 10 | 10 | 10 | 10 | 10 | 10 | 10 | 10 | 10 | 10 | 10 | 10 | 11 | 11 | 11 | 11 | 11 | 11 | 11 | 11 | 11 | 11 | 11 | 11 | 12 | 12 | 12 | 12 | 12 | 12 | 12 | 12 | 12 | 12 | 12 | 12 | 13 | 13 | 13 | 13 | 13 | 13 | 13 | 13 | 13 | 13 | 13 | 13 | 14 | 14 | 14 | 14 | 14 | 14 | 14 | 14 | 14 | 14 | 14 | 14 | 15 | 15 | 15 | 15 | 15 | 15 | 15 | 15 | 15 | 15 | 15 | 15 | 16 | 16 | 16 | 16 | 16 | 16 | 16 | 16 | 16 | 16 | 16 | 16 | 17 | 17 | 17 | 17 | 17 | 17 | 17 | 17 | 17 | 17 | 17 | 17 | 18 | 18 | 18 | 18 | 18 | 18 | 18 | 18 | 18 | 18 | 18 | 18 | 19 | 19 | 19 | 19 | 19 | 19 | 19 | 19 | 19 | 19 | 19 | 19 | 20 | 20 | 20 | 20 | 20 | 20 | 20 | 20 | 20 | 20 | 20 | 20
Mês | 1 | 2 | 3 | 4 | 5 | 6 | 7 | 8 | 9 | 10 | 11 | 12 | 13 | 14 | 15 | 16 | 17 | 18 | 19 | 20 | 21 | 22 | 23 | 24 | 25 | 26 | 27 | 28 | 29 | 30 | 31 | 32 | 33 | 34 | 35 | 36 | 37 | 38 | 39 | 40 | 41 | 42 | 43 | 44 | 45 | 46 | 47 | 48 | 49 | 50 | 51 | 52 | 53 | 54 | 55 | 56 | 57 | 58 | 59 | 60 | 61 | 62 | 63 | 64 | 65 | 66 | 67 | 68 | 69 | 70 | 71 | 72 | 73 | 74 | 75 | 76 | 77 | 78 | 79 | 80 | 81 | 82 | 83 | 84 | 85 | 86 | 87 | 88 | 89 | 90 | 91 | 92 | 93 | 94 | 95 | 96 | 97 | 98 | 99 | 100 | 101 | 102 | 103 | 104 | 105 | 106 | 107 | 108 | 109 | 110 | 111 | 112 | 113 | 114 | 115 | 116 | 117 | 118 | 119 | 120 | 121 | 122 | 123 | 124 | 125 | 126 | 127 | 128 | 129 | 130 | 131 | 132 | 133 | 134 | 135 | 136 | 137 | 138 | 139 | 140 | 141 | 142 | 143 | 144 | 145 | 146 | 147 | 148 | 149 | 150 | 151 | 152 | 153 | 154 | 155 | 156 | 157 | 158 | 159 | 160 | 161 | 162 | 163 | 164 | 165 | 166 | 167 | 168 | 169 | 170 | 171 | 172 | 173 | 174 | 175 | 176 | 177 | 178 | 179 | 180 | 181 | 182 | 183 | 184 | 185 | 186 | 187 | 188 | 189 | 190 | 191 | 192 | 193 | 194 | 195 | 196 | 197 | 198 | 199 | 200 | 201 | 202 | 203 | 204 | 205 | 206 | 207 | 208 | 209 | 210 | 211 | 212 | 213 | 214 | 215 | 216 | 217 | 218 | 219 | 220 | 221 | 222 | 223 | 224 | 225 | 226 | 227 | 228 | 229 | 230 | 231 | 232 | 233 | 234 | 235 | 236 | 237 | 238 | 239 | 240
(1) Receita Bruta | 507.9596 | 507.9596 | 507.9596 | 507.9596 | 507.9596 | 507.9596 | 507.9596 | 507.9596 | 507.9596 | 507.9596 | 507.9596 | 507.9596 | 507.9596 | 507.9596 | 507.9596 | 507.9596 | 507.9596 | 507.9596 | 507.9596 | 507.9596 | 507.9596 | 507.9596 | 507.9596 | 507.9596 | 507.9596 | 507.9596 | 507.9596 | 507.9596 | 507.9596 | 507.9596 | 507.9596 | 507.9596 | 507.9596 | 507.9596 | 507.9596 | 507.9596 | 507.9596 | 507.9596 | 507.9596 | 507.9596 | 507.9596 | 507.9596 | 507.9596 | 507.9596 | 507.9596 | 507.9596 | 507.9596 | 507.9596 | 507.9596 | 507.9596 | 507.9596 | 507.9596 | 507.9596 | 507.9596 | 507.9596 | 507.9596 | 507.9596 | 507.9596 | 507.9596 | 507.9596 | 507.9596 | 507.9596 | 507.9596 | 507.9596 | 507.9596 | 507.9596 | 507.9596 | 507.9596 | 507.9596 | 507.9596 | 507.9596 | 507.9596 | 507.9596 | 507.9596 | 507.9596 | 507.9596 | 507.9596 | 507.9596 | 507.9596 | 507.9596 | 507.9596 | 507.9596 | 507.9596 | 507.9596 | 507.9596 | 507.9596 | 507.9596 | 507.9596 | 507.9596 | 507.9596 | 507.9596 | 507.9596 | 507.9596 | 507.9596 | 507.9596 | 507.9596 | 507.9596 | 507.9596 | 507.9596 | 507.9596 | 507.9596 | 507.9596 | 507.9596 | 507.9596 | 507.9596 | 507.9596 | 507.9596 | 507.9596 | 507.9596 | 507.9596 | 507.9596 | 507.9596 | 507.9596 | 507.9596 | 507.9596 | 507.9596 | 507.9596 | 507.9596 | 507.9596 | 507.9596 | 507.9596 | 507.9596 | 507.9596 | 507.9596 | 507.9596 | 507.9596 | 507.9596 | 507.9596 | 507.9596 | 507.9596 | 507.9596 | 507.9596 | 507.9596 | 507.9596 | 507.9596 | 507.9596 | 507.9596 | 507.9596 | 507.9596 | 507.9596 | 507.9596 | 507.9596 | 507.9596 | 507.9596 | 507.9596 | 507.9596 | 507.9596 | 507.9596 | 507.9596 | 507.9596 | 507.9596 | 507.9596 | 507.9596 | 507.9596 | 507.9596 | 507.9596 | 507.9596 | 507.9596 | 507.9596 | 507.9596 | 507.9596 | 507.9596 | 507.9596 | 507.9596 | 507.9596 | 507.9596 | 507.9596 | 507.9596 | 507.9596 | 507.9596 | 507.9596 | 507.9596 | 507.9596 | 507.9596 | 507.9596 | 507.9596 | 507.9596 | 507.9596 | 507.9596 | 507.9596 | 507.9596 | 507.9596 | 507.9596 | 507.9596 | 507.9596 | 507.9596 | 507.9596 | 507.9596 | 507.9596 | 507.9596 | 507.9596 | 507.9596 | 507.9596 | 507.9596 | 507.9596 | 507.9596 | 507.9596 | 507.9596 | 507.9596 | 507.9596 | 507.9596 | 507.9596 | 507.9596 | 507.9596 | 507.9596 | 507.9596 | 507.9596 | 507.9596 | 507.9596 | 507.9596 | 507.9596 | 507.9596 | 507.9596 | 507.9596 | 507.9596 | 507.9596 | 507.9596 | 507.9596 | 507.9596 | 507.9596 | 507.9596 | 507.9596 | 507.9596 | 507.9596 | 507.9596 | 507.9596 | 507.9596 | 507.9596 | 507.9596 | 507.9596 | 507.9596 | 507.9596 | 507.9596 | 507.9596 | 507.9596 | 507.9596 | 507.9596 | 507.9596 | 507.9596 | 507.9596
(+) Receita Financeira (IFRIC 12) | 304.7758 | 304.7758 | 304.7758 | 304.7758 | 304.7758 | 304.7758 | 304.7758 | 304.7758 | 304.7758 | 304.7758 | 304.7758 | 304.7758 | 304.7758 | 304.7758 | 304.7758 | 304.7758 | 304.7758 | 304.7758 | 304.7758 | 304.7758 | 304.7758 | 304.7758 | 304.7758 | 304.7758 | 304.7758 | 304.7758 | 304.7758 | 304.7758 | 304.7758 | 304.7758 | 304.7758 | 304.7758 | 304.7758 | 304.7758 | 304.7758 | 304.7758 | 304.7758 | 304.7758 | 304.7758 | 304.7758 | 304.7758 | 304.7758 | 304.7758 | 304.7758 | 304.7758 | 304.7758 | 304.7758 | 304.7758 | 304.7758 | 304.7758 | 304.7758 | 304.7758 | 304.7758 | 304.7758 | 304.7758 | 304.7758 | 304.7758 | 304.7758 | 304.7758 | 304.7758 | 304.7758 | 304.7758 | 304.7758 | 304.7758 | 304.7758 | 304.7758 | 304.7758 | 304.7758 | 304.7758 | 304.7758 | 304.7758 | 304.7758 | 304.7758 | 304.7758 | 304.7758 | 304.7758 | 304.7758 | 304.7758 | 304.7758 | 304.7758 | 304.7758 | 304.7758 | 304.7758 | 304.7758 | 304.7758 | 304.7758 | 304.7758 | 304.7758 | 304.7758 | 304.7758 | 304.7758 | 304.7758 | 304.7758 | 304.7758 | 304.7758 | 304.7758 | 304.7758 | 304.7758 | 304.7758 | 304.7758 | 304.7758 | 304.7758 | 304.7758 | 304.7758 | 304.7758 | 304.7758 | 304.7758 | 304.7758 | 304.7758 | 304.7758 | 304.7758 | 304.7758 | 304.7758 | 304.7758 | 304.7758 | 304.7758 | 304.7758 | 304.7758 | 304.7758 | 304.7758 | 304.7758 | 304.7758 | 304.7758 | 304.7758 | 304.7758 | 304.7758 | 304.7758 | 304.7758 | 304.7758 | 304.7758 | 304.7758 | 304.7758 | 304.7758 | 304.7758 | 304.7758 | 304.7758 | 304.7758 | 304.7758 | 304.7758 | 304.7758 | 304.7758 | 304.7758 | 304.7758 | 304.7758 | 304.7758 | 304.7758 | 304.7758 | 304.7758 | 304.7758 | 304.7758 | 304.7758 | 304.7758 | 304.7758 | 304.7758 | 304.7758 | 304.7758 | 304.7758 | 304.7758 | 304.7758 | 304.7758 | 304.7758 | 304.7758 | 304.7758 | 304.7758 | 304.7758 | 304.7758 | 304.7758 | 304.7758 | 304.7758 | 304.7758 | 304.7758 | 304.7758 | 304.7758 | 304.7758 | 304.7758 | 304.7758 | 304.7758 | 304.7758 | 304.7758 | 304.7758 | 304.7758 | 304.7758 | 304.7758 | 304.7758 | 304.7758 | 304.7758 | 304.7758 | 304.7758 | 304.7758 | 304.7758 | 304.7758 | 304.7758 | 304.7758 | 304.7758 | 304.7758 | 304.7758 | 304.7758 | 304.7758 | 304.7758 | 304.7758 | 304.7758 | 304.7758 | 304.7758 | 304.7758 | 304.7758 | 304.7758 | 304.7758 | 304.7758 | 304.7758 | 304.7758 | 304.7758 | 304.7758 | 304.7758 | 304.7758 | 304.7758 | 304.7758 | 304.7758 | 304.7758 | 304.7758 | 304.7758 | 304.7758 | 304.7758 | 304.7758 | 304.7758 | 304.7758 | 304.7758 | 304.7758 | 304.7758 | 304.7758 | 304.7758 | 304.7758 | 304.7758 | 304.7758 | 304.7758 | 304.7758 | 304.7758 | 304.7758 | 304.7758 | 304.7758 | 304.7758
(+) Receita de Operação e Manutenção | 203.1838 | 203.1838 | 203.1838 | 203.1838 | 203.1838 | 203.1838 | 203.1838 | 203.1838 | 203.1838 | 203.1838 | 203.1838 | 203.1838 | 203.1838 | 203.1838 | 203.1838 | 203.1838 | 203.1838 | 203.1838 | 203.1838 | 203.1838 | 203.1838 | 203.1838 | 203.1838 | 203.1838 | 203.1838 | 203.1838 | 203.1838 | 203.1838 | 203.1838 | 203.1838 | 203.1838 | 203.1838 | 203.1838 | 203.1838 | 203.1838 | 203.1838 | 203.1838 | 203.1838 | 203.1838 | 203.1838 | 203.1838 | 203.1838 | 203.1838 | 203.1838 | 203.1838 | 203.1838 | 203.1838 | 203.1838 | 203.1838 | 203.1838 | 203.1838 | 203.1838 | 203.1838 | 203.1838 | 203.1838 | 203.1838 | 203.1838 | 203.1838 | 203.1838 | 203.1838 | 203.1838 | 203.1838 | 203.1838 | 203.1838 | 203.1838 | 203.1838 | 203.1838 | 203.1838 | 203.1838 | 203.1838 | 203.1838 | 203.1838 | 203.1838 | 203.1838 | 203.1838 | 203.1838 | 203.1838 | 203.1838 | 203.1838 | 203.1838 | 203.1838 | 203.1838 | 203.1838 | 203.1838 | 203.1838 | 203.1838 | 203.1838 | 203.1838 | 203.1838 | 203.1838 | 203.1838 | 203.1838 | 203.1838 | 203.1838 | 203.1838 | 203.1838 | 203.1838 | 203.1838 | 203.1838 | 203.1838 | 203.1838 | 203.1838 | 203.1838 | 203.1838 | 203.1838 | 203.1838 | 203.1838 | 203.1838 | 203.1838 | 203.1838 | 203.1838 | 203.1838 | 203.1838 | 203.1838 | 203.1838 | 203.1838 | 203.1838 | 203.1838 | 203.1838 | 203.1838 | 203.1838 | 203.1838 | 203.1838 | 203.1838 | 203.1838 | 203.1838 | 203.1838 | 203.1838 | 203.1838 | 203.1838 | 203.1838 | 203.1838 | 203.1838 | 203.1838 | 203.1838 | 203.1838 | 203.1838 | 203.1838 | 203.1838 | 203.1838 | 203.1838 | 203.1838 | 203.1838 | 203.1838 | 203.1838 | 203.1838 | 203.1838 | 203.1838 | 203.1838 | 203.1838 | 203.1838 | 203.1838 | 203.1838 | 203.1838 | 203.1838 | 203.1838 | 203.1838 | 203.1838 | 203.1838 | 203.1838 | 203.1838 | 203.1838 | 203.1838 | 203.1838 | 203.1838 | 203.1838 | 203.1838 | 203.1838 | 203.1838 | 203.1838 | 203.1838 | 203.1838 | 203.1838 | 203.1838 | 203.1838 | 203.1838 | 203.1838 | 203.1838 | 203.1838 | 203.1838 | 203.1838 | 203.1838 | 203.1838 | 203.1838 | 203.1838 | 203.1838 | 203.1838 | 203.1838 | 203.1838 | 203.1838 | 203.1838 | 203.1838 | 203.1838 | 203.1838 | 203.1838 | 203.1838 | 203.1838 | 203.1838 | 203.1838 | 203.1838 | 203.1838 | 203.1838 | 203.1838 | 203.1838 | 203.1838 | 203.1838 | 203.1838 | 203.1838 | 203.1838 | 203.1838 | 203.1838 | 203.1838 | 203.1838 | 203.1838 | 203.1838 | 203.1838 | 203.1838 | 203.1838 | 203.1838 | 203.1838 | 203.1838 | 203.1838 | 203.1838 | 203.1838 | 203.1838 | 203.1838 | 203.1838 | 203.1838 | 203.1838 | 203.1838 | 203.1838 | 203.1838 | 203.1838 | 203.1838 | 203.1838 | 203.1838 | 203.1838 | 203.1838 | 203.1838 | 203.1838
(+) Receita de Construção | 0 | 0 | 0 | 0 | 0 | 0 | 0 | 0 | 0 | 0 | 0 | 0 | 0 | 0 | 0 | 0 | 0 | 0 | 0 | 0 | 0 | 0 | 0 | 0 | 0 | 0 | 0 | 0 | 0 | 0 | 0 | 0 | 0 | 0 | 0 | 0 | 0 | 0 | 0 | 0 | 0 | 0 | 0 | 0 | 0 | 0 | 0 | 0 | 0 | 0 | 0 | 0 | 0 | 0 | 0 | 0 | 0 | 0 | 0 | 0 | 0 | 0 | 0 | 0 | 0 | 0 | 0 | 0 | 0 | 0 | 0 | 0 | 0 | 0 | 0 | 0 | 0 | 0 | 0 | 0 | 0 | 0 | 0 | 0 | 0 | 0 | 0 | 0 | 0 | 0 | 0 | 0 | 0 | 0 | 0 | 0 | 0 | 0 | 0 | 0 | 0 | 0 | 0 | 0 | 0 | 0 | 0 | 0 | 0 | 0 | 0 | 0 | 0 | 0 | 0 | 0 | 0 | 0 | 0 | 0 | 0 | 0 | 0 | 0 | 0 | 0 | 0 | 0 | 0 | 0 | 0 | 0 | 0 | 0 | 0 | 0 | 0 | 0 | 0 | 0 | 0 | 0 | 0 | 0 | 0 | 0 | 0 | 0 | 0 | 0 | 0 | 0 | 0 | 0 | 0 | 0 | 0 | 0 | 0 | 0 | 0 | 0 | 0 | 0 | 0 | 0 | 0 | 0 | 0 | 0 | 0 | 0 | 0 | 0 | 0 | 0 | 0 | 0 | 0 | 0 | 0 | 0 | 0 | 0 | 0 | 0 | 0 | 0 | 0 | 0 | 0 | 0 | 0 | 0 | 0 | 0 | 0 | 0 | 0 | 0 | 0 | 0 | 0 | 0 | 0 | 0 | 0 | 0 | 0 | 0 | 0 | 0 | 0 | 0 | 0 | 0 | 0 | 0 | 0 | 0 | 0 | 0 | 0 | 0 | 0 | 0 | 0 | 0 | 0 | 0 | 0 | 0 | 0 | 0 | 0 | 0 | 0 | 0 | 0 | 0
(+) Bônus de Energia | 0 | 0 | 0 | 0 | 0 | 0 | 0 | 0 | 0 | 0 | 0 | 0 | 0 | 0 | 0 | 0 | 0 | 0 | 0 | 0 | 0 | 0 | 0 | 0 | 0 | 0 | 0 | 0 | 0 | 0 | 0 | 0 | 0 | 0 | 0 | 0 | 0 | 0 | 0 | 0 | 0 | 0 | 0 | 0 | 0 | 0 | 0 | 0 | 0 | 0 | 0 | 0 | 0 | 0 | 0 | 0 | 0 | 0 | 0 | 0 | 0 | 0 | 0 | 0 | 0 | 0 | 0 | 0 | 0 | 0 | 0 | 0 | 0 | 0 | 0 | 0 | 0 | 0 | 0 | 0 | 0 | 0 | 0 | 0 | 0 | 0 | 0 | 0 | 0 | 0 | 0 | 0 | 0 | 0 | 0 | 0 | 0 | 0 | 0 | 0 | 0 | 0 | 0 | 0 | 0 | 0 | 0 | 0 | 0 | 0 | 0 | 0 | 0 | 0 | 0 | 0 | 0 | 0 | 0 | 0 | 0 | 0 | 0 | 0 | 0 | 0 | 0 | 0 | 0 | 0 | 0 | 0 | 0 | 0 | 0 | 0 | 0 | 0 | 0 | 0 | 0 | 0 | 0 | 0 | 0 | 0 | 0 | 0 | 0 | 0 | 0 | 0 | 0 | 0 | 0 | 0 | 0 | 0 | 0 | 0 | 0 | 0 | 0 | 0 | 0 | 0 | 0 | 0 | 0 | 0 | 0 | 0 | 0 | 0 | 0 | 0 | 0 | 0 | 0 | 0 | 0 | 0 | 0 | 0 | 0 | 0 | 0 | 0 | 0 | 0 | 0 | 0 | 0 | 0 | 0 | 0 | 0 | 0 | 0 | 0 | 0 | 0 | 0 | 0 | 0 | 0 | 0 | 0 | 0 | 0 | 0 | 0 | 0 | 0 | 0 | 0 | 0 | 0 | 0 | 0 | 0 | 0 | 0 | 0 | 0 | 0 | 0 | 0 | 0 | 0 | 0 | 0 | 0 | 0 | 0 | 0 | 0 | 0 | 0 | 0
(+) Receitas Acessórias | 0 | 0 | 0 | 0 | 0 | 0 | 0 | 0 | 0 | 0 | 0 | 0 | 0 | 0 | 0 | 0 | 0 | 0 | 0 | 0 | 0 | 0 | 0 | 0 | 0 | 0 | 0 | 0 | 0 | 0 | 0 | 0 | 0 | 0 | 0 | 0 | 0 | 0 | 0 | 0 | 0 | 0 | 0 | 0 | 0 | 0 | 0 | 0 | 0 | 0 | 0 | 0 | 0 | 0 | 0 | 0 | 0 | 0 | 0 | 0 | 0 | 0 | 0 | 0 | 0 | 0 | 0 | 0 | 0 | 0 | 0 | 0 | 0 | 0 | 0 | 0 | 0 | 0 | 0 | 0 | 0 | 0 | 0 | 0 | 0 | 0 | 0 | 0 | 0 | 0 | 0 | 0 | 0 | 0 | 0 | 0 | 0 | 0 | 0 | 0 | 0 | 0 | 0 | 0 | 0 | 0 | 0 | 0 | 0 | 0 | 0 | 0 | 0 | 0 | 0 | 0 | 0 | 0 | 0 | 0 | 0 | 0 | 0 | 0 | 0 | 0 | 0 | 0 | 0 | 0 | 0 | 0 | 0 | 0 | 0 | 0 | 0 | 0 | 0 | 0 | 0 | 0 | 0 | 0 | 0 | 0 | 0 | 0 | 0 | 0 | 0 | 0 | 0 | 0 | 0 | 0 | 0 | 0 | 0 | 0 | 0 | 0 | 0 | 0 | 0 | 0 | 0 | 0 | 0 | 0 | 0 | 0 | 0 | 0 | 0 | 0 | 0 | 0 | 0 | 0 | 0 | 0 | 0 | 0 | 0 | 0 | 0 | 0 | 0 | 0 | 0 | 0 | 0 | 0 | 0 | 0 | 0 | 0 | 0 | 0 | 0 | 0 | 0 | 0 | 0 | 0 | 0 | 0 | 0 | 0 | 0 | 0 | 0 | 0 | 0 | 0 | 0 | 0 | 0 | 0 | 0 | 0 | 0 | 0 | 0 | 0 | 0 | 0 | 0 | 0 | 0 | 0 | 0 | 0 | 0 | 0 | 0 | 0 | 0 | 0
(2) Deduções | 49.1667 | 49.1667 | 49.1667 | 49.1667 | 49.1667 | 49.1667 | 49.1667 | 49.1667 | 49.1667 | 49.1667 | 49.1667 | 49.1667 | 49.1667 | 49.1667 | 49.1667 | 49.1667 | 49.1667 | 49.1667 | 49.1667 | 49.1667 | 49.1667 | 49.1667 | 49.1667 | 49.1667 | 49.1667 | 49.1667 | 49.1667 | 49.1667 | 49.1667 | 49.1667 | 49.1667 | 49.1667 | 49.1667 | 49.1667 | 49.1667 | 49.1667 | 49.1667 | 49.1667 | 49.1667 | 49.1667 | 49.1667 | 49.1667 | 49.1667 | 49.1667 | 49.1667 | 49.1667 | 49.1667 | 49.1667 | 49.1667 | 49.1667 | 49.1667 | 49.1667 | 49.1667 | 49.1667 | 49.1667 | 49.1667 | 49.1667 | 49.1667 | 49.1667 | 49.1667 | 49.1667 | 49.1667 | 49.1667 | 49.1667 | 49.1667 | 49.1667 | 49.1667 | 49.1667 | 49.1667 | 49.1667 | 49.1667 | 49.1667 | 49.1667 | 49.1667 | 49.1667 | 49.1667 | 49.1667 | 49.1667 | 49.1667 | 49.1667 | 49.1667 | 49.1667 | 49.1667 | 49.1667 | 49.1667 | 49.1667 | 49.1667 | 49.1667 | 49.1667 | 49.1667 | 49.1667 | 49.1667 | 49.1667 | 49.1667 | 49.1667 | 49.1667 | 49.1667 | 49.1667 | 49.1667 | 49.1667 | 49.1667 | 49.1667 | 49.1667 | 49.1667 | 49.1667 | 49.1667 | 49.1667 | 49.1667 | 49.1667 | 49.1667 | 49.1667 | 49.1667 | 49.1667 | 49.1667 | 49.1667 | 49.1667 | 49.1667 | 49.1667 | 49.1667 | 49.1667 | 49.1667 | 49.1667 | 49.1667 | 49.1667 | 49.1667 | 49.1667 | 49.1667 | 49.1667 | 49.1667 | 49.1667 | 49.1667 | 49.1667 | 49.1667 | 49.1667 | 49.1667 | 49.1667 | 49.1667 | 49.1667 | 49.1667 | 49.1667 | 49.1667 | 49.1667 | 49.1667 | 49.1667 | 49.1667 | 49.1667 | 49.1667 | 49.1667 | 49.1667 | 49.1667 | 49.1667 | 49.1667 | 49.1667 | 49.1667 | 49.1667 | 49.1667 | 49.1667 | 49.1667 | 49.1667 | 49.1667 | 49.1667 | 49.1667 | 49.1667 | 49.1667 | 49.1667 | 49.1667 | 49.1667 | 49.1667 | 49.1667 | 49.1667 | 49.1667 | 49.1667 | 49.1667 | 49.1667 | 49.1667 | 49.1667 | 49.1667 | 49.1667 | 49.1667 | 49.1667 | 49.1667 | 49.1667 | 49.1667 | 49.1667 | 49.1667 | 49.1667 | 49.1667 | 49.1667 | 49.1667 | 49.1667 | 49.1667 | 49.1667 | 49.1667 | 49.1667 | 49.1667 | 49.1667 | 49.1667 | 49.1667 | 49.1667 | 49.1667 | 49.1667 | 49.1667 | 49.1667 | 49.1667 | 49.1667 | 49.1667 | 49.1667 | 49.1667 | 49.1667 | 49.1667 | 49.1667 | 49.1667 | 49.1667 | 49.1667 | 49.1667 | 49.1667 | 49.1667 | 49.1667 | 49.1667 | 49.1667 | 49.1667 | 49.1667 | 49.1667 | 49.1667 | 49.1667 | 49.1667 | 49.1667 | 49.1667 | 49.1667 | 49.1667 | 49.1667 | 49.1667 | 49.1667 | 49.1667 | 49.1667 | 49.1667 | 49.1667 | 49.1667 | 49.1667 | 49.1667
(3) Receita Líquida (1 – 2) | 458.7929 | 458.7929 | 458.7929 | 458.7929 | 458.7929 | 458.7929 | 458.7929 | 458.7929 | 458.7929 | 458.7929 | 458.7929 | 458.7929 | 458.7929 | 458.7929 | 458.7929 | 458.7929 | 458.7929 | 458.7929 | 458.7929 | 458.7929 | 458.7929 | 458.7929 | 458.7929 | 458.7929 | 458.7929 | 458.7929 | 458.7929 | 458.7929 | 458.7929 | 458.7929 | 458.7929 | 458.7929 | 458.7929 | 458.7929 | 458.7929 | 458.7929 | 458.7929 | 458.7929 | 458.7929 | 458.7929 | 458.7929 | 458.7929 | 458.7929 | 458.7929 | 458.7929 | 458.7929 | 458.7929 | 458.7929 | 458.7929 | 458.7929 | 458.7929 | 458.7929 | 458.7929 | 458.7929 | 458.7929 | 458.7929 | 458.7929 | 458.7929 | 458.7929 | 458.7929 | 458.7929 | 458.7929 | 458.7929 | 458.7929 | 458.7929 | 458.7929 | 458.7929 | 458.7929 | 458.7929 | 458.7929 | 458.7929 | 458.7929 | 458.7929 | 458.7929 | 458.7929 | 458.7929 | 458.7929 | 458.7929 | 458.7929 | 458.7929 | 458.7929 | 458.7929 | 458.7929 | 458.7929 | 458.7929 | 458.7929 | 458.7929 | 458.7929 | 458.7929 | 458.7929 | 458.7929 | 458.7929 | 458.7929 | 458.7929 | 458.7929 | 458.7929 | 458.7929 | 458.7929 | 458.7929 | 458.7929 | 458.7929 | 458.7929 | 458.7929 | 458.7929 | 458.7929 | 458.7929 | 458.7929 | 458.7929 | 458.7929 | 458.7929 | 458.7929 | 458.7929 | 458.7929 | 458.7929 | 458.7929 | 458.7929 | 458.7929 | 458.7929 | 458.7929 | 458.7929 | 458.7929 | 458.7929 | 458.7929 | 458.7929 | 458.7929 | 458.7929 | 458.7929 | 458.7929 | 458.7929 | 458.7929 | 458.7929 | 458.7929 | 458.7929 | 458.7929 | 458.7929 | 458.7929 | 458.7929 | 458.7929 | 458.7929 | 458.7929 | 458.7929 | 458.7929 | 458.7929 | 458.7929 | 458.7929 | 458.7929 | 458.7929 | 458.7929 | 458.7929 | 458.7929 | 458.7929 | 458.7929 | 458.7929 | 458.7929 | 458.7929 | 458.7929 | 458.7929 | 458.7929 | 458.7929 | 458.7929 | 458.7929 | 458.7929 | 458.7929 | 458.7929 | 458.7929 | 458.7929 | 458.7929 | 458.7929 | 458.7929 | 458.7929 | 458.7929 | 458.7929 | 458.7929 | 458.7929 | 458.7929 | 458.7929 | 458.7929 | 458.7929 | 458.7929 | 458.7929 | 458.7929 | 458.7929 | 458.7929 | 458.7929 | 458.7929 | 458.7929 | 458.7929 | 458.7929 | 458.7929 | 458.7929 | 458.7929 | 458.7929 | 458.7929 | 458.7929 | 458.7929 | 458.7929 | 458.7929 | 458.7929 | 458.7929 | 458.7929 | 458.7929 | 458.7929 | 458.7929 | 458.7929 | 458.7929 | 458.7929 | 458.7929 | 458.7929 | 458.7929 | 458.7929 | 458.7929 | 458.7929 | 458.7929 | 458.7929 | 458.7929 | 458.7929 | 458.7929 | 458.7929 | 458.7929 | 458.7929 | 458.7929 | 458.7929 | 458.7929 | 458.7929 | 458.7929 | 458.7929 | 458.7929 | 458.7929 | 458.7929 | 458.7929 | 458.7929 | 458.7929 | 458.7929 | 458.7929 | 458.7929 | 458.7929 | 458.7929 | 458.7929 | 458.7929 | 458.7929
(4) Custo de Construção | 1500 | 200 | 200 | 200 | 2151.7231 | 2151.7231 | 2122.5052 | 1985.3988 | 1985.3988 | 1985.3988 | 794.7077 | 1346.9742 | 0 | 0 | 0 | 0 | 0 | 0 | 0 | 0 | 0 | 0 | 0 | 0 | 0 | 0 | 0 | 0 | 0 | 0 | 0 | 0 | 0 | 0 | 0 | 0 | 0 | 0 | 0 | 0 | 0 | 0 | 0 | 0 | 0 | 0 | 0 | 0 | 0 | 0 | 0 | 0 | 0 | 0 | 0 | 0 | 0 | 0 | 0 | 0 | 0 | 0 | 0 | 0 | 0 | 0 | 0 | 0 | 0 | 0 | 0 | 0 | 0 | 0 | 0 | 0 | 0 | 0 | 0 | 0 | 0 | 0 | 0 | 0 | 0 | 0 | 0 | 0 | 0 | 0 | 0 | 0 | 0 | 0 | 0 | 0 | 0 | 0 | 0 | 0 | 0 | 0 | 0 | 0 | 0 | 0 | 0 | 0 | 0 | 0 | 0 | 0 | 0 | 0 | 0 | 0 | 0 | 0 | 0 | 0 | 1104.9664 | 1104.9664 | 1104.9664 | 1104.9664 | 2570.645 | 2570.645 | 2570.645 | 2570.645 | 2570.645 | 2570.645 | 1379.9539 | 1479.9539 | 0 | 0 | 0 | 0 | 0 | 0 | 0 | 0 | 0 | 0 | 0 | 0 | 0 | 0 | 0 | 0 | 0 | 0 | 0 | 0 | 0 | 0 | 0 | 0 | 0 | 0 | 0 | 0 | 0 | 0 | 0 | 0 | 0 | 0 | 0 | 0 | 0 | 0 | 0 | 0 | 0 | 0 | 0 | 0 | 0 | 0 | 0 | 0 | 0 | 0 | 0 | 0 | 0 | 0 | 0 | 0 | 0 | 0 | 0 | 0 | 0 | 0 | 0 | 0 | 0 | 0 | 0 | 0 | 0 | 0 | 0 | 0 | 0 | 0 | 0 | 0 | 0 | 0 | 0 | 0 | 0 | 0 | 0 | 0 | 0 | 0 | 0 | 0 | 0 | 0 | 0 | 0 | 0 | 0 | 0 | 0 | 0 | 0 | 0 | 0 | 0 | 0 | 0 | 0 | 0 | 0 | 0 | 0
(5) Custos e Despesas Operacionais | 219.5854 | 219.5854 | 219.5854 | 219.5854 | 219.5854 | 219.5854 | 219.5854 | 219.5854 | 219.5854 | 219.5854 | 219.5854 | 219.5854 | 219.5854 | 219.5854 | 219.5854 | 219.5854 | 219.5854 | 219.5854 | 219.5854 | 219.5854 | 219.5854 | 219.5854 | 219.5854 | 219.5854 | 219.5854 | 219.5854 | 219.5854 | 219.5854 | 219.5854 | 219.5854 | 219.5854 | 219.5854 | 219.5854 | 219.5854 | 219.5854 | 219.5854 | 219.5854 | 219.5854 | 219.5854 | 219.5854 | 219.5854 | 219.5854 | 219.5854 | 219.5854 | 219.5854 | 219.5854 | 219.5854 | 219.5854 | 219.5854 | 219.5854 | 219.5854 | 219.5854 | 219.5854 | 219.5854 | 219.5854 | 219.5854 | 219.5854 | 219.5854 | 219.5854 | 219.5854 | 219.5854 | 219.5854 | 219.5854 | 219.5854 | 219.5854 | 219.5854 | 219.5854 | 219.5854 | 219.5854 | 219.5854 | 219.5854 | 219.5854 | 219.5854 | 219.5854 | 219.5854 | 219.5854 | 219.5854 | 219.5854 | 219.5854 | 219.5854 | 219.5854 | 219.5854 | 219.5854 | 219.5854 | 219.5854 | 219.5854 | 219.5854 | 219.5854 | 219.5854 | 219.5854 | 219.5854 | 219.5854 | 219.5854 | 219.5854 | 219.5854 | 219.5854 | 219.5854 | 219.5854 | 219.5854 | 219.5854 | 219.5854 | 219.5854 | 219.5854 | 219.5854 | 219.5854 | 219.5854 | 219.5854 | 219.5854 | 219.5854 | 219.5854 | 219.5854 | 219.5854 | 219.5854 | 219.5854 | 219.5854 | 219.5854 | 219.5854 | 219.5854 | 219.5854 | 219.5854 | 216.6197 | 216.6197 | 216.6197 | 216.6197 | 216.6197 | 216.6197 | 216.6197 | 216.6197 | 216.6197 | 216.6197 | 216.6197 | 216.6197 | 216.6197 | 216.6197 | 216.6197 | 216.6197 | 216.6197 | 216.6197 | 216.6197 | 216.6197 | 216.6197 | 216.6197 | 216.6197 | 216.6197 | 216.6197 | 216.6197 | 216.6197 | 216.6197 | 216.6197 | 216.6197 | 216.6197 | 216.6197 | 216.6197 | 216.6197 | 216.6197 | 216.6197 | 216.6197 | 216.6197 | 216.6197 | 216.6197 | 216.6197 | 216.6197 | 216.6197 | 216.6197 | 216.6197 | 216.6197 | 216.6197 | 216.6197 | 216.6197 | 216.6197 | 216.6197 | 216.6197 | 216.6197 | 216.6197 | 216.6197 | 216.6197 | 216.6197 | 216.6197 | 216.6197 | 216.6197 | 216.6197 | 216.6197 | 216.6197 | 216.6197 | 216.6197 | 216.6197 | 216.6197 | 216.6197 | 216.6197 | 216.6197 | 216.6197 | 216.6197 | 216.6197 | 216.6197 | 216.6197 | 216.6197 | 216.6197 | 216.6197 | 216.6197 | 216.6197 | 216.6197 | 216.6197 | 216.6197 | 216.6197 | 216.6197 | 216.6197 | 216.6197 | 216.6197 | 216.6197 | 216.6197 | 216.6197 | 216.6197 | 216.6197 | 216.6197 | 216.6197 | 216.6197 | 216.6197 | 216.6197 | 216.6197 | 216.6197 | 216.6197 | 216.6197 | 216.6197 | 216.6197 | 216.6197 | 216.6197 | 216.6197 | 216.6197 | 216.6197 | 216.6197 | 216.6197 | 216.6197 | 216.6197 | 216.6197 | 216.6197 | 216.6197 | 216.6197 | 216.6197 | 216.6197 | 216.6197
(6) Crédito PIS COFINS Opex | 7.9788 | 7.9788 | 7.9788 | 7.9788 | 7.9788 | 7.9788 | 7.9788 | 7.9788 | 7.9788 | 7.9788 | 7.9788 | 7.9788 | 7.9788 | 7.9788 | 7.9788 | 7.9788 | 7.9788 | 7.9788 | 7.9788 | 7.9788 | 7.9788 | 7.9788 | 7.9788 | 7.9788 | 7.9788 | 7.9788 | 7.9788 | 7.9788 | 7.9788 | 7.9788 | 7.9788 | 7.9788 | 7.9788 | 7.9788 | 7.9788 | 7.9788 | 7.9788 | 7.9788 | 7.9788 | 7.9788 | 7.9788 | 7.9788 | 7.9788 | 7.9788 | 7.9788 | 7.9788 | 7.9788 | 7.9788 | 7.9788 | 7.9788 | 7.9788 | 7.9788 | 7.9788 | 7.9788 | 7.9788 | 7.9788 | 7.9788 | 7.9788 | 7.9788 | 7.9788 | 7.9788 | 7.9788 | 7.9788 | 7.9788 | 7.9788 | 7.9788 | 7.9788 | 7.9788 | 7.9788 | 7.9788 | 7.9788 | 7.9788 | 7.9788 | 7.9788 | 7.9788 | 7.9788 | 7.9788 | 7.9788 | 7.9788 | 7.9788 | 7.9788 | 7.9788 | 7.9788 | 7.9788 | 7.9788 | 7.9788 | 7.9788 | 7.9788 | 7.9788 | 7.9788 | 7.9788 | 7.9788 | 7.9788 | 7.9788 | 7.9788 | 7.9788 | 7.9788 | 7.9788 | 7.9788 | 7.9788 | 7.9788 | 7.9788 | 7.9788 | 7.9788 | 7.9788 | 7.9788 | 7.9788 | 7.9788 | 7.9788 | 7.9788 | 7.9788 | 7.9788 | 7.9788 | 7.9788 | 7.9788 | 7.9788 | 7.9788 | 7.9788 | 7.9788 | 7.9788 | 7.9788 | 7.9788 | 7.9788 | 7.9788 | 7.9788 | 7.9788 | 7.9788 | 7.9788 | 7.9788 | 7.9788 | 7.9788 | 7.9788 | 7.9788 | 7.9788 | 7.9788 | 7.9788 | 7.9788 | 7.9788 | 7.9788 | 7.9788 | 7.9788 | 7.9788 | 7.9788 | 7.9788 | 7.9788 | 7.9788 | 7.9788 | 7.9788 | 7.9788 | 7.9788 | 7.9788 | 7.9788 | 7.9788 | 7.9788 | 7.9788 | 7.9788 | 7.9788 | 7.9788 | 7.9788 | 7.9788 | 7.9788 | 7.9788 | 7.9788 | 7.9788 | 7.9788 | 7.9788 | 7.9788 | 7.9788 | 7.9788 | 7.9788 | 7.9788 | 7.9788 | 7.9788 | 7.9788 | 7.9788 | 7.9788 | 7.9788 | 7.9788 | 7.9788 | 7.9788 | 7.9788 | 7.9788 | 7.9788 | 7.9788 | 7.9788 | 7.9788 | 7.9788 | 7.9788 | 7.9788 | 7.9788 | 7.9788 | 7.9788 | 7.9788 | 7.9788 | 7.9788 | 7.9788 | 7.9788 | 7.9788 | 7.9788 | 7.9788 | 7.9788 | 7.9788 | 7.9788 | 7.9788 | 7.9788 | 7.9788 | 7.9788 | 7.9788 | 7.9788 | 7.9788 | 7.9788 | 7.9788 | 7.9788 | 7.9788 | 7.9788 | 7.9788 | 7.9788 | 7.9788 | 7.9788 | 7.9788 | 7.9788 | 7.9788 | 7.9788 | 7.9788 | 7.9788 | 7.9788 | 7.9788 | 7.9788 | 7.9788 | 7.9788 | 7.9788 | 7.9788 | 7.9788 | 7.9788 | 7.9788 | 7.9788 | 7.9788 | 7.9788 | 7.9788 | 7.9788
(7) Lucro Operacional (3 – 4 – 5 – 6) | -1268.7713 | 31.2287 | 31.2287 | 31.2287 | -1920.4944 | -1920.4944 | -1891.2765 | -1754.1701 | -1754.1701 | -1754.1701 | -563.479 | -1115.7455 | 231.2287 | 231.2287 | 231.2287 | 231.2287 | 231.2287 | 231.2287 | 231.2287 | 231.2287 | 231.2287 | 231.2287 | 231.2287 | 231.2287 | 231.2287 | 231.2287 | 231.2287 | 231.2287 | 231.2287 | 231.2287 | 231.2287 | 231.2287 | 231.2287 | 231.2287 | 231.2287 | 231.2287 | 231.2287 | 231.2287 | 231.2287 | 231.2287 | 231.2287 | 231.2287 | 231.2287 | 231.2287 | 231.2287 | 231.2287 | 231.2287 | 231.2287 | 231.2287 | 231.2287 | 231.2287 | 231.2287 | 231.2287 | 231.2287 | 231.2287 | 231.2287 | 231.2287 | 231.2287 | 231.2287 | 231.2287 | 231.2287 | 231.2287 | 231.2287 | 231.2287 | 231.2287 | 231.2287 | 231.2287 | 231.2287 | 231.2287 | 231.2287 | 231.2287 | 231.2287 | 231.2287 | 231.2287 | 231.2287 | 231.2287 | 231.2287 | 231.2287 | 231.2287 | 231.2287 | 231.2287 | 231.2287 | 231.2287 | 231.2287 | 231.2287 | 231.2287 | 231.2287 | 231.2287 | 231.2287 | 231.2287 | 231.2287 | 231.2287 | 231.2287 | 231.2287 | 231.2287 | 231.2287 | 231.2287 | 231.2287 | 231.2287 | 231.2287 | 231.2287 | 231.2287 | 231.2287 | 231.2287 | 231.2287 | 231.2287 | 231.2287 | 231.2287 | 231.2287 | 231.2287 | 231.2287 | 231.2287 | 231.2287 | 231.2287 | 231.2287 | 231.2287 | 231.2287 | 231.2287 | 231.2287 | 231.2287 | -870.7719 | -870.7719 | -870.7719 | -870.7719 | -2336.4505 | -2336.4505 | -2336.4505 | -2336.4505 | -2336.4505 | -2336.4505 | -1145.7594 | -1245.7594 | 234.1945 | 234.1945 | 234.1945 | 234.1945 | 234.1945 | 234.1945 | 234.1945 | 234.1945 | 234.1945 | 234.1945 | 234.1945 | 234.1945 | 234.1945 | 234.1945 | 234.1945 | 234.1945 | 234.1945 | 234.1945 | 234.1945 | 234.1945 | 234.1945 | 234.1945 | 234.1945 | 234.1945 | 234.1945 | 234.1945 | 234.1945 | 234.1945 | 234.1945 | 234.1945 | 234.1945 | 234.1945 | 234.1945 | 234.1945 | 234.1945 | 234.1945 | 234.1945 | 234.1945 | 234.1945 | 234.1945 | 234.1945 | 234.1945 | 234.1945 | 234.1945 | 234.1945 | 234.1945 | 234.1945 | 234.1945 | 234.1945 | 234.1945 | 234.1945 | 234.1945 | 234.1945 | 234.1945 | 234.1945 | 234.1945 | 234.1945 | 234.1945 | 234.1945 | 234.1945 | 234.1945 | 234.1945 | 234.1945 | 234.1945 | 234.1945 | 234.1945 | 234.1945 | 234.1945 | 234.1945 | 234.1945 | 234.1945 | 234.1945 | 234.1945 | 234.1945 | 234.1945 | 234.1945 | 234.1945 | 234.1945 | 234.1945 | 234.1945 | 234.1945 | 234.1945 | 234.1945 | 234.1945 | 234.1945 | 234.1945 | 234.1945 | 234.1945 | 234.1945 | 234.1945 | 234.1945 | 234.1945 | 234.1945 | 234.1945 | 234.1945 | 234.1945 | 234.1945 | 234.1945 | 234.1945 | 234.1945 | 234.1945 | 234.1945 | 234.1945 | 234.1945 | 234.1945 | 234.1945 | 234.1945 | 234.1945
(8) Receitas e Despesas Financeiras | 0 | -6.1334 | -6.9512 | -7.769 | -8.5867 | -17.385 | -26.1832 | -34.862 | -42.9802 | -51.0983 | -59.2165 | -62.466 | -67.9736 | -67.9736 | -67.9736 | -67.9736 | -67.9736 | -67.9736 | -67.9736 | -67.9736 | -67.9736 | -67.9736 | -67.9736 | -67.9736 | -67.9736 | -67.9932 | -68.013 | -68.0328 | -68.0527 | -68.0728 | -68.093 | -68.1133 | -68.1337 | -68.1542 | -68.1749 | -68.1957 | -68.2166 | -68.2376 | -68.2587 | -68.28 | -68.3014 | -68.3229 | -68.3445 | -68.3663 | -68.3882 | -68.4102 | -68.4324 | -68.4546 | -68.4771 | -68.4996 | -68.5223 | -68.5451 | -68.568 | -68.5911 | -68.6143 | -68.6376 | -68.6611 | -68.6847 | -68.7085 | -68.7324 | -68.7564 | -68.7806 | -68.8049 | -68.8294 | -68.854 | -68.8787 | -68.9036 | -68.9286 | -68.9538 | -68.9791 | -69.0046 | -69.0302 | -69.056 | -69.0819 | -69.108 | -69.1342 | -69.1606 | -69.1871 | -69.2138 | -69.2407 | -69.2677 | -69.2948 | -69.3221 | -69.3496 | -69.3773 | -69.4051 | -69.433 | -69.4611 | -69.4894 | -69.5179 | -69.5465 | -69.5753 | -69.6043 | -69.6334 | -69.6627 | -69.6921 | -69.7218 | -69.7516 | -69.7816 | -69.8117 | -69.8421 | -69.8726 | -69.9033 | -69.9342 | -69.9652 | -69.9964 | -70.0279 | -70.0595 | -70.0912 | -70.1232 | -70.1554 | -70.1877 | -70.2203 | -70.253 | -70.2859 | -70.319 | -70.3523 | -70.3858 | -70.4195 | -70.4534 | 0 | 0 | 0 | 0 | 0 | 0 | 0 | 0 | 0 | 0 | 0 | 0 | 0 | 0 | 0 | 0 | 0 | 0 | 0 | 0 | 0 | 0 | 0 | 0 | 0 | 0 | 0 | 0 | 0 | 0 | 0 | 0 | 0 | 0 | 0 | 0 | 0 | 0 | 0 | 0 | 0 | 0 | 0 | 0 | 0 | 0 | 0 | 0 | 0 | 0 | 0 | 0 | 0 | 0 | 0 | 0 | 0 | 0 | 0 | 0 | 0 | 0 | 0 | 0 | 0 | 0 | 0 | 0 | 0 | 0 | 0 | 0 | 0 | 0 | 0 | 0 | 0 | 0 | 0 | 0 | 0 | 0 | 0 | 0 | 0 | 0 | 0 | 0 | 0 | 0 | 0 | 0 | 0 | 0 | 0 | 0 | 0 | 0 | 0 | 0 | 0 | 0 | 0 | 0 | 0 | 0 | 0 | 0 | 0 | 0 | 0 | 0 | 0 | 0 | 0 | 0 | 0 | 0 | 0 | 0
(9) Lucro Antes do IR (7 + 8) | -1268.7713 | 25.0953 | 24.2775 | 23.4597 | -1929.0812 | -1937.8794 | -1917.4598 | -1789.0321 | -1797.1502 | -1805.2684 | -622.6954 | -1178.2114 | 163.255 | 163.255 | 163.255 | 163.255 | 163.255 | 163.255 | 163.255 | 163.255 | 163.255 | 163.255 | 163.255 | 163.255 | 163.255 | 163.2354 | 163.2157 | 163.1959 | 163.176 | 163.1559 | 163.1357 | 163.1154 | 163.095 | 163.0745 | 163.0538 | 163.033 | 163.0121 | 162.9911 | 162.97 | 162.9487 | 162.9273 | 162.9058 | 162.8842 | 162.8624 | 162.8405 | 162.8185 | 162.7963 | 162.774 | 162.7516 | 162.7291 | 162.7064 | 162.6836 | 162.6607 | 162.6376 | 162.6144 | 162.5911 | 162.5676 | 162.544 | 162.5202 | 162.4963 | 162.4723 | 162.4481 | 162.4238 | 162.3993 | 162.3747 | 162.35 | 162.3251 | 162.3001 | 162.2749 | 162.2496 | 162.2241 | 162.1985 | 162.1727 | 162.1468 | 162.1207 | 162.0945 | 162.0681 | 162.0416 | 162.0149 | 161.988 | 161.961 | 161.9339 | 161.9066 | 161.8791 | 161.8514 | 161.8236 | 161.7957 | 161.7675 | 161.7393 | 161.7108 | 161.6822 | 161.6534 | 161.6244 | 161.5953 | 161.566 | 161.5366 | 161.5069 | 161.4771 | 161.4471 | 161.417 | 161.3866 | 161.3561 | 161.3254 | 161.2945 | 161.2635 | 161.2322 | 161.2008 | 161.1692 | 161.1374 | 161.1055 | 161.0733 | 161.041 | 161.0084 | 160.9757 | 160.9428 | 160.9097 | 160.8764 | 160.8429 | 160.8092 | 160.7753 | -870.7719 | -870.7719 | -870.7719 | -870.7719 | -2336.4505 | -2336.4505 | -2336.4505 | -2336.4505 | -2336.4505 | -2336.4505 | -1145.7594 | -1245.7594 | 234.1945 | 234.1945 | 234.1945 | 234.1945 | 234.1945 | 234.1945 | 234.1945 | 234.1945 | 234.1945 | 234.1945 | 234.1945 | 234.1945 | 234.1945 | 234.1945 | 234.1945 | 234.1945 | 234.1945 | 234.1945 | 234.1945 | 234.1945 | 234.1945 | 234.1945 | 234.1945 | 234.1945 | 234.1945 | 234.1945 | 234.1945 | 234.1945 | 234.1945 | 234.1945 | 234.1945 | 234.1945 | 234.1945 | 234.1945 | 234.1945 | 234.1945 | 234.1945 | 234.1945 | 234.1945 | 234.1945 | 234.1945 | 234.1945 | 234.1945 | 234.1945 | 234.1945 | 234.1945 | 234.1945 | 234.1945 | 234.1945 | 234.1945 | 234.1945 | 234.1945 | 234.1945 | 234.1945 | 234.1945 | 234.1945 | 234.1945 | 234.1945 | 234.1945 | 234.1945 | 234.1945 | 234.1945 | 234.1945 | 234.1945 | 234.1945 | 234.1945 | 234.1945 | 234.1945 | 234.1945 | 234.1945 | 234.1945 | 234.1945 | 234.1945 | 234.1945 | 234.1945 | 234.1945 | 234.1945 | 234.1945 | 234.1945 | 234.1945 | 234.1945 | 234.1945 | 234.1945 | 234.1945 | 234.1945 | 234.1945 | 234.1945 | 234.1945 | 234.1945 | 234.1945 | 234.1945 | 234.1945 | 234.1945 | 234.1945 | 234.1945 | 234.1945 | 234.1945 | 234.1945 | 234.1945 | 234.1945 | 234.1945 | 234.1945 | 234.1945 | 234.1945 | 234.1945 | 234.1945 | 234.1945 | 234.1945
(10) IR/CSLL | 77.2055 | 74.8357 | 74.2719 | 73.7069 | 67.9402 | 59.416 | 50.8892 | 42.77 | 34.7988 | 26.7842 | 22.4058 | 18.6881 | 16.8155 | 16.8155 | 16.8155 | 16.8155 | 16.8155 | 16.8155 | 16.8155 | 16.8155 | 16.8155 | 16.8155 | 16.8155 | 16.8155 | 16.8155 | 16.8088 | 16.8021 | 16.7954 | 16.7886 | 16.7818 | 16.7749 | 16.768 | 16.7611 | 16.7541 | 16.7471 | 16.74 | 16.7329 | 16.7258 | 16.7186 | 16.7114 | 16.7041 | 16.6968 | 16.6894 | 16.682 | 16.6746 | 16.6671 | 16.6595 | 16.652 | 16.6444 | 16.6367 | 16.629 | 16.6212 | 16.6134 | 16.6056 | 16.5977 | 16.5898 | 16.5818 | 16.5737 | 16.5657 | 16.5575 | 16.5494 | 16.5412 | 16.5329 | 16.5246 | 16.5162 | 16.5078 | 16.4993 | 16.4908 | 16.4823 | 16.4736 | 16.465 | 16.4563 | 16.4475 | 16.4387 | 16.4298 | 16.4209 | 16.4119 | 16.4029 | 16.3939 | 16.3847 | 16.3755 | 16.3663 | 16.357 | 16.3477 | 16.3383 | 16.3288 | 16.3193 | 16.3098 | 16.3001 | 16.2905 | 16.2807 | 16.2709 | 16.2611 | 16.2512 | 16.2412 | 16.2312 | 16.2211 | 16.211 | 16.2008 | 16.1906 | 16.1802 | 16.1699 | 16.1594 | 16.1489 | 16.1384 | 16.1278 | 16.1171 | 16.1063 | 16.0955 | 16.0847 | 16.0737 | 16.0627 | 16.0517 | 16.0405 | 16.0293 | 16.0181 | 16.0068 | 15.9954 | 15.9839 | 15.9724 | 67.3894 | 64.2324 | 61.0485 | 57.8375 | 50.3029 | 42.7027 | 35.0359 | 27.3012 | 19.4975 | 11.6234 | 7.3581 | 3.3471 | 3.3471 | 3.3471 | 3.3471 | 3.3471 | 3.3471 | 3.3471 | 3.3471 | 3.3471 | 3.3471 | 3.3471 | 3.3471 | 3.3471 | 3.3471 | 3.3471 | 3.3471 | 3.3471 | 3.3471 | 3.3471 | 3.3471 | 3.3471 | 3.3471 | 3.3471 | 3.3471 | 3.3471 | 3.3471 | 3.3471 | 3.3471 | 3.3471 | 3.3471 | 3.3471 | 3.3471 | 3.3471 | 3.3471 | 3.3471 | 3.3471 | 3.3471 | 3.3471 | 3.3471 | 3.3471 | 3.3471 | 3.3471 | 3.3471 | 3.3471 | 3.3471 | 3.3471 | 3.3471 | 3.3471 | 3.3471 | 3.3471 | 3.3471 | 3.3471 | 3.3471 | 3.3471 | 3.3471 | 3.3471 | 3.3471 | 3.3471 | 3.3471 | 3.3471 | 3.3471 | 3.3471 | 3.3471 | 3.3471 | 3.3471 | 3.3471 | 3.3471 | 3.3471 | 3.3471 | 3.3471 | 3.3471 | 3.3471 | 3.3471 | 3.3471 | 3.3471 | 3.3471 | 3.3471 | 3.3471 | 3.3471 | 3.3471 | 3.3471 | 3.3471 | 3.3471 | 3.3471 | 3.3471 | 3.3471 | 3.3471 | 3.3471 | 3.3471 | 3.3471 | 3.3471 | 3.3471 | 3.3471 | 3.3471 | 3.3471 | 3.3471 | 3.3471 | 3.3471 | 3.3471 | 3.3471 | 3.3471 | 3.3471 | 3.3471 | 3.3471 | 3.3471 | 3.3471 | 3.3471 | 3.3471 | 3.3471
(11) Lucro Líquido (9 - 10) | -1345.9768 | -49.7404 | -49.9944 | -50.2472 | -1997.0214 | -1997.2954 | -1968.3489 | -1831.8021 | -1831.949 | -1832.0526 | -645.1012 | -1196.8995 | 146.4395 | 146.4395 | 146.4395 | 146.4395 | 146.4395 | 146.4395 | 146.4395 | 146.4395 | 146.4395 | 146.4395 | 146.4395 | 146.4395 | 146.4395 | 146.4266 | 146.4136 | 146.4005 | 146.3873 | 146.3741 | 146.3608 | 146.3474 | 146.3339 | 146.3204 | 146.3067 | 146.293 | 146.2792 | 146.2653 | 146.2514 | 146.2374 | 146.2232 | 146.209 | 146.1948 | 146.1804 | 146.1659 | 146.1514 | 146.1368 | 146.1221 | 146.1073 | 146.0924 | 146.0774 | 146.0624 | 146.0473 | 146.032 | 146.0167 | 146.0013 | 145.9858 | 145.9702 | 145.9545 | 145.9388 | 145.9229 | 145.907 | 145.8909 | 145.8748 | 145.8585 | 145.8422 | 145.8258 | 145.8093 | 145.7926 | 145.7759 | 145.7591 | 145.7422 | 145.7252 | 145.7081 | 145.6909 | 145.6736 | 145.6562 | 145.6386 | 145.621 | 145.6033 | 145.5855 | 145.5676 | 145.5495 | 145.5314 | 145.5132 | 145.4948 | 145.4764 | 145.4578 | 145.4391 | 145.4203 | 145.4014 | 145.3824 | 145.3633 | 145.3441 | 145.3248 | 145.3053 | 145.2858 | 145.2661 | 145.2463 | 145.2264 | 145.2064 | 145.1862 | 145.166 | 145.1456 | 145.1251 | 145.1045 | 145.0838 | 145.0629 | 145.0419 | 145.0208 | 144.9996 | 144.9782 | 144.9568 | 144.9352 | 144.9135 | 144.8916 | 144.8696 | 144.8475 | 144.8253 | 144.8029 | -938.1613 | -935.0043 | -931.8205 | -928.6095 | -2386.7534 | -2379.1533 | -2371.4864 | -2363.7517 | -2355.948 | -2348.0739 | -1153.1175 | -1249.1065 | 230.8474 | 230.8474 | 230.8474 | 230.8474 | 230.8474 | 230.8474 | 230.8474 | 230.8474 | 230.8474 | 230.8474 | 230.8474 | 230.8474 | 230.8474 | 230.8474 | 230.8474 | 230.8474 | 230.8474 | 230.8474 | 230.8474 | 230.8474 | 230.8474 | 230.8474 | 230.8474 | 230.8474 | 230.8474 | 230.8474 | 230.8474 | 230.8474 | 230.8474 | 230.8474 | 230.8474 | 230.8474 | 230.8474 | 230.8474 | 230.8474 | 230.8474 | 230.8474 | 230.8474 | 230.8474 | 230.8474 | 230.8474 | 230.8474 | 230.8474 | 230.8474 | 230.8474 | 230.8474 | 230.8474 | 230.8474 | 230.8474 | 230.8474 | 230.8474 | 230.8474 | 230.8474 | 230.8474 | 230.8474 | 230.8474 | 230.8474 | 230.8474 | 230.8474 | 230.8474 | 230.8474 | 230.8474 | 230.8474 | 230.8474 | 230.8474 | 230.8474 | 230.8474 | 230.8474 | 230.8474 | 230.8474 | 230.8474 | 230.8474 | 230.8474 | 230.8474 | 230.8474 | 230.8474 | 230.8474 | 230.8474 | 230.8474 | 230.8474 | 230.8474 | 230.8474 | 230.8474 | 230.8474 | 230.8474 | 230.8474 | 230.8474 | 230.8474 | 230.8474 | 230.8474 | 230.8474 | 230.8474 | 230.8474 | 230.8474 | 230.8474 | 230.8474 | 230.8474 | 230.8474 | 230.8474 | 230.8474 | 230.8474 | 230.8474 | 230.8474 | 230.8474 | 230.8474 | 230.8474 | 230.8474 | 230.8474
(12) Lucro Líquido Acumulado | -1345.9768 | -1395.7172 | -1445.7116 | -1495.9588 | -3492.9802 | -5490.2756 | -7458.6245 | -9290.4266 | -11122.3756 | -12954.4281 | -13599.5293 | -14796.4288 | -14649.9893 | -14503.5498 | -14357.1102 | -14210.6707 | -14064.2311 | -13917.7916 | -13771.3521 | -13624.9125 | -13478.473 | -13332.0335 | -13185.5939 | -13039.1544 | -12892.7148 | -12746.2882 | -12599.8746 | -12453.4741 | -12307.0868 | -12160.7127 | -12014.3519 | -11868.0046 | -11721.6706 | -11575.3503 | -11429.0436 | -11282.7506 | -11136.4713 | -10990.206 | -10843.9546 | -10697.7173 | -10551.494 | -10405.285 | -10259.0902 | -10112.9099 | -9966.7439 | -9820.5925 | -9674.4557 | -9528.3337 | -9382.2264 | -9236.134 | -9090.0565 | -8943.9941 | -8797.9469 | -8651.9148 | -8505.8981 | -8359.8968 | -8213.911 | -8067.9408 | -7921.9862 | -7776.0475 | -7630.1246 | -7484.2176 | -7338.3267 | -7192.4519 | -7046.5934 | -6900.7512 | -6754.9254 | -6609.1162 | -6463.3235 | -6317.5476 | -6171.7885 | -6026.0463 | -5880.3211 | -5734.613 | -5588.9221 | -5443.2486 | -5297.5924 | -5151.9538 | -5006.3328 | -4860.7295 | -4715.144 | -4569.5764 | -4424.0269 | -4278.4955 | -4132.9823 | -3987.4875 | -3842.0112 | -3696.5534 | -3551.1143 | -3405.6939 | -3260.2925 | -3114.91 | -2969.5467 | -2824.2026 | -2678.8778 | -2533.5725 | -2388.2867 | -2243.0206 | -2097.7743 | -1952.5479 | -1807.3416 | -1662.1553 | -1516.9893 | -1371.8438 | -1226.7186 | -1081.6142 | -936.5304 | -791.4675 | -646.4256 | -501.4048 | -356.4052 | -211.4269 | -66.4701 | 78.465 | 223.3785 | 368.2701 | 513.1397 | 657.9873 | 802.8125 | 947.6155 | 9.4541 | -925.5501 | -1857.3706 | -2785.9801 | -5172.7335 | -7551.8867 | -9923.3731 | -12287.1249 | -14643.0729 | -16991.1468 | -18144.2643 | -19393.3708 | -19162.5235 | -18931.6761 | -18700.8287 | -18469.9814 | -18239.134 | -18008.2867 | -17777.4393 | -17546.5919 | -17315.7446 | -17084.8972 | -16854.0498 | -16623.2025 | -16392.3551 | -16161.5078 | -15930.6604 | -15699.813 | -15468.9657 | -15238.1183 | -15007.271 | -14776.4236 | -14545.5762 | -14314.7289 | -14083.8815 | -13853.0341 | -13622.1868 | -13391.3394 | -13160.4921 | -12929.6447 | -12698.7973 | -12467.95 | -12237.1026 | -12006.2552 | -11775.4079 | -11544.5605 | -11313.7132 | -11082.8658 | -10852.0184 | -10621.1711 | -10390.3237 | -10159.4764 | -9928.629 | -9697.7816 | -9466.9343 | -9236.0869 | -9005.2395 | -8774.3922 | -8543.5448 | -8312.6975 | -8081.8501 | -7851.0027 | -7620.1554 | -7389.308 | -7158.4607 | -6927.6133 | -6696.7659 | -6465.9186 | -6235.0712 | -6004.2238 | -5773.3765 | -5542.5291 | -5311.6818 | -5080.8344 | -4849.987 | -4619.1397 | -4388.2923 | -4157.4449 | -3926.5976 | -3695.7502 | -3464.9029 | -3234.0555 | -3003.2081 | -2772.3608 | -2541.5134 | -2310.6661 | -2079.8187 | -1848.9713 | -1618.124 | -1387.2766 | -1156.4292 | -925.5819 | -694.7345 | -463.8872 | -233.0398 | -2.1924 | 228.6549 | 459.5023 | 690.3497 | 921.197 | 1152.0444 | 1382.8917 | 1613.7391 | 1844.5865 | 2075.4338 | 2306.2812 | 2537.1285 | 2767.9759 | 2998.8233 | 3229.6706 | 3460.518 | 3691.3654 | 3922.2127 | 4153.0601 | 4383.9074 | 4614.7548 | 4845.6022 | 5076.4495 | 5307.2969 | 5538.1443
Fluxo de Caixa do Acionista
Ano | 1 | 1 | 1 | 1 | 1 | 1 | 1 | 1 | 1 | 1 | 1 | 1 | 2 | 2 | 2 | 2 | 2 | 2 | 2 | 2 | 2 | 2 | 2 | 2 | 3 | 3 | 3 | 3 | 3 | 3 | 3 | 3 | 3 | 3 | 3 | 3 | 4 | 4 | 4 | 4 | 4 | 4 | 4 | 4 | 4 | 4 | 4 | 4 | 5 | 5 | 5 | 5 | 5 | 5 | 5 | 5 | 5 | 5 | 5 | 5 | 6 | 6 | 6 | 6 | 6 | 6 | 6 | 6 | 6 | 6 | 6 | 6 | 7 | 7 | 7 | 7 | 7 | 7 | 7 | 7 | 7 | 7 | 7 | 7 | 8 | 8 | 8 | 8 | 8 | 8 | 8 | 8 | 8 | 8 | 8 | 8 | 9 | 9 | 9 | 9 | 9 | 9 | 9 | 9 | 9 | 9 | 9 | 9 | 10 | 10 | 10 | 10 | 10 | 10 | 10 | 10 | 10 | 10 | 10 | 10 | 11 | 11 | 11 | 11 | 11 | 11 | 11 | 11 | 11 | 11 | 11 | 11 | 12 | 12 | 12 | 12 | 12 | 12 | 12 | 12 | 12 | 12 | 12 | 12 | 13 | 13 | 13 | 13 | 13 | 13 | 13 | 13 | 13 | 13 | 13 | 13 | 14 | 14 | 14 | 14 | 14 | 14 | 14 | 14 | 14 | 14 | 14 | 14 | 15 | 15 | 15 | 15 | 15 | 15 | 15 | 15 | 15 | 15 | 15 | 15 | 16 | 16 | 16 | 16 | 16 | 16 | 16 | 16 | 16 | 16 | 16 | 16 | 17 | 17 | 17 | 17 | 17 | 17 | 17 | 17 | 17 | 17 | 17 | 17 | 18 | 18 | 18 | 18 | 18 | 18 | 18 | 18 | 18 | 18 | 18 | 18 | 19 | 19 | 19 | 19 | 19 | 19 | 19 | 19 | 19 | 19 | 19 | 19 | 20 | 20 | 20 | 20 | 20 | 20 | 20 | 20 | 20 | 20 | 20 | 20
Mês | 1 | 2 | 3 | 4 | 5 | 6 | 7 | 8 | 9 | 10 | 11 | 12 | 13 | 14 | 15 | 16 | 17 | 18 | 19 | 20 | 21 | 22 | 23 | 24 | 25 | 26 | 27 | 28 | 29 | 30 | 31 | 32 | 33 | 34 | 35 | 36 | 37 | 38 | 39 | 40 | 41 | 42 | 43 | 44 | 45 | 46 | 47 | 48 | 49 | 50 | 51 | 52 | 53 | 54 | 55 | 56 | 57 | 58 | 59 | 60 | 61 | 62 | 63 | 64 | 65 | 66 | 67 | 68 | 69 | 70 | 71 | 72 | 73 | 74 | 75 | 76 | 77 | 78 | 79 | 80 | 81 | 82 | 83 | 84 | 85 | 86 | 87 | 88 | 89 | 90 | 91 | 92 | 93 | 94 | 95 | 96 | 97 | 98 | 99 | 100 | 101 | 102 | 103 | 104 | 105 | 106 | 107 | 108 | 109 | 110 | 111 | 112 | 113 | 114 | 115 | 116 | 117 | 118 | 119 | 120 | 121 | 122 | 123 | 124 | 125 | 126 | 127 | 128 | 129 | 130 | 131 | 132 | 133 | 134 | 135 | 136 | 137 | 138 | 139 | 140 | 141 | 142 | 143 | 144 | 145 | 146 | 147 | 148 | 149 | 150 | 151 | 152 | 153 | 154 | 155 | 156 | 157 | 158 | 159 | 160 | 161 | 162 | 163 | 164 | 165 | 166 | 167 | 168 | 169 | 170 | 171 | 172 | 173 | 174 | 175 | 176 | 177 | 178 | 179 | 180 | 181 | 182 | 183 | 184 | 185 | 186 | 187 | 188 | 189 | 190 | 191 | 192 | 193 | 194 | 195 | 196 | 197 | 198 | 199 | 200 | 201 | 202 | 203 | 204 | 205 | 206 | 207 | 208 | 209 | 210 | 211 | 212 | 213 | 214 | 215 | 216 | 217 | 218 | 219 | 220 | 221 | 222 | 223 | 224 | 225 | 226 | 227 | 228 | 229 | 230 | 231 | 232 | 233 | 234 | 235 | 236 | 237 | 238 | 239 | 240
200. Fluxo de Caixa Livre do Projeto | -1175.9961 | -33.2583 | -34.5007 | -33.9345 | -1974.6892 | -1963.4073 | -1925.6601 | -1780.8421 | -1773.0189 | -1764.9609 | -573.5275 | -1122.7372 | 224.2646 | 222.392 | 222.392 | 222.392 | 222.392 | 222.392 | 222.392 | 441.9774 | 2.8065 | 222.392 | 222.392 | 222.392 | 222.392 | 222.4053 | 222.412 | 222.4188 | 222.4256 | 222.4325 | 222.4394 | 222.4463 | 222.4533 | 222.4603 | 222.4674 | 222.4745 | 222.4817 | 222.4888 | 222.4961 | 222.5033 | 222.5107 | 222.518 | 222.5254 | 222.5329 | 222.5403 | 222.5479 | 222.5555 | 222.5631 | 222.5707 | 222.5784 | 222.5862 | 222.594 | 222.6018 | 222.6097 | 222.6177 | 222.6256 | 222.6337 | 222.6418 | 222.6499 | 222.658 | 222.6663 | 222.6745 | 222.6828 | 222.6912 | 222.6996 | 222.7081 | 222.7166 | 222.7252 | 222.7338 | 222.7424 | 222.7511 | 222.7599 | 222.7687 | 222.7776 | 222.7865 | 222.7955 | 222.8045 | 222.8136 | 222.8227 | 222.8319 | 222.8411 | 222.8504 | 222.8597 | 222.8691 | 222.8786 | 222.8881 | 222.8976 | 222.9073 | 222.9169 | 222.9267 | 222.9365 | 222.9463 | 222.9562 | 222.9662 | 222.9762 | 222.9863 | 222.9964 | 223.0066 | 223.0168 | 223.0272 | 223.0375 | 223.048 | 223.0585 | 223.069 | 223.0796 | 223.0903 | 223.1011 | 223.1119 | 223.1227 | 223.1337 | 223.1447 | 223.1557 | 223.1669 | 223.1781 | 223.1893 | 223.2006 | 223.212 | 223.2235 | 223.235 | 226.2124 | -981.5995 | -923.8685 | -920.6579 | -917.4197 | -2371.24 | -2363.5743 | -2355.8408 | -2348.0383 | -2340.1655 | -2332.2211 | -1140.8734 | -1237.1168 | 238.8261 | 238.8261 | 238.8261 | 238.8261 | 238.8261 | 238.8261 | 238.8261 | 238.8261 | 238.8261 | 238.8261 | 238.8261 | 238.8261 | 238.8261 | 238.8261 | 238.8261 | 238.8261 | 238.8261 | 238.8261 | 238.8261 | 238.8261 | 238.8261 | 238.8261 | 238.8261 | 238.8261 | 238.8261 | 238.8261 | 238.8261 | 238.8261 | 238.8261 | 238.8261 | 238.8261 | 238.8261 | 238.8261 | 238.8261 | 238.8261 | 238.8261 | 238.8261 | 238.8261 | 238.8261 | 238.8261 | 238.8261 | 238.8261 | 238.8261 | 238.8261 | 238.8261 | 238.8261 | 238.8261 | 238.8261 | 238.8261 | 238.8261 | 238.8261 | 238.8261 | 238.8261 | 238.8261 | 238.8261 | 238.8261 | 238.8261 | 238.8261 | 238.8261 | 238.8261 | 238.8261 | 238.8261 | 238.8261 | 238.8261 | 238.8261 | 238.8261 | 238.8261 | 238.8261 | 238.8261 | 238.8261 | 238.8261 | 238.8261 | 238.8261 | 238.8261 | 238.8261 | 238.8261 | 238.8261 | 238.8261 | 238.8261 | 238.8261 | 238.8261 | 238.8261 | 238.8261 | 238.8261 | 238.8261 | 238.8261 | 238.8261 | 238.8261 | 238.8261 | 238.8261 | 238.8261 | 238.8261 | 238.8261 | 238.8261 | 238.8261 | 238.8261 | 238.8261 | 238.8261 | 238.8261 | 238.8261 | 238.8261 | 238.8261 | 238.8261 | 238.8261 | 238.8261 | 238.8261 | 238.8261 | -52.5138
201. Empréstimos e Financiamentos | 1050 | 140 | 140 | 140 | 1506.2062 | 1506.2062 | 1485.7537 | 1389.7791 | 1389.7791 | 1389.7791 | 556.2954 | 942.8819 | 0 | 0 | 0 | 0 | 0 | 0 | 0 | 0 | 0 | 0 | 0 | 0 | 0 | 0 | 0 | 0 | 0 | 0 | 0 | 0 | 0 | 0 | 0 | 0 | 0 | 0 | 0 | 0 | 0 | 0 | 0 | 0 | 0 | 0 | 0 | 0 | 0 | 0 | 0 | 0 | 0 | 0 | 0 | 0 | 0 | 0 | 0 | 0 | 0 | 0 | 0 | 0 | 0 | 0 | 0 | 0 | 0 | 0 | 0 | 0 | 0 | 0 | 0 | 0 | 0 | 0 | 0 | 0 | 0 | 0 | 0 | 0 | 0 | 0 | 0 | 0 | 0 | 0 | 0 | 0 | 0 | 0 | 0 | 0 | 0 | 0 | 0 | 0 | 0 | 0 | 0 | 0 | 0 | 0 | 0 | 0 | 0 | 0 | 0 | 0 | 0 | 0 | 0 | 0 | 0 | 0 | 0 | 0 | 0 | 0 | 0 | 0 | 0 | 0 | 0 | 0 | 0 | 0 | 0 | 0 | 0 | 0 | 0 | 0 | 0 | 0 | 0 | 0 | 0 | 0 | 0 | 0 | 0 | 0 | 0 | 0 | 0 | 0 | 0 | 0 | 0 | 0 | 0 | 0 | 0 | 0 | 0 | 0 | 0 | 0 | 0 | 0 | 0 | 0 | 0 | 0 | 0 | 0 | 0 | 0 | 0 | 0 | 0 | 0 | 0 | 0 | 0 | 0 | 0 | 0 | 0 | 0 | 0 | 0 | 0 | 0 | 0 | 0 | 0 | 0 | 0 | 0 | 0 | 0 | 0 | 0 | 0 | 0 | 0 | 0 | 0 | 0 | 0 | 0 | 0 | 0 | 0 | 0 | 0 | 0 | 0 | 0 | 0 | 0 | 0 | 0 | 0 | 0 | 0 | 0 | 0 | 0 | 0 | 0 | 0 | 0 | 0 | 0 | 0 | 0 | 0 | 0 | 0 | 0 | 0 | 0 | 0 | 0
202. Amortização de Empréstimos | 0 | 0 | 0 | 0 | 0 | 0 | 0 | 0 | 0 | 0 | 0 | 0 | 0 | 0 | 0 | 0 | 0 | 0 | 0 | 0 | 0 | 0 | 0 | 0 | -3.3555 | -3.3751 | -3.3948 | -3.4147 | -3.4346 | -3.4547 | -3.4748 | -3.4951 | -3.5156 | -3.5361 | -3.5567 | -3.5775 | -3.5984 | -3.6194 | -3.6406 | -3.6618 | -3.6832 | -3.7048 | -3.7264 | -3.7482 | -3.7701 | -3.7921 | -3.8142 | -3.8365 | -3.8589 | -3.8815 | -3.9041 | -3.9269 | -3.9499 | -3.9729 | -3.9962 | -4.0195 | -4.043 | -4.0666 | -4.0903 | -4.1142 | -4.1383 | -4.1624 | -4.1868 | -4.2112 | -4.2358 | -4.2606 | -4.2854 | -4.3105 | -4.3357 | -4.361 | -4.3865 | -4.4121 | -4.4379 | -4.4638 | -4.4899 | -4.5161 | -4.5425 | -4.569 | -4.5957 | -4.6225 | -4.6495 | -4.6767 | -4.704 | -4.7315 | -4.7591 | -4.7869 | -4.8149 | -4.843 | -4.8713 | -4.8998 | -4.9284 | -4.9572 | -4.9861 | -5.0152 | -5.0445 | -5.074 | -5.1036 | -5.1335 | -5.1634 | -5.1936 | -5.2239 | -5.2545 | -5.2851 | -5.316 | -5.3471 | -5.3783 | -5.4097 | -5.4413 | -5.4731 | -5.5051 | -5.5372 | -5.5696 | -5.6021 | -5.6348 | -5.6678 | -5.7009 | -5.7342 | -5.7677 | -5.8013 | -5.8352 | 0 | 0 | 0 | 0 | 0 | 0 | 0 | 0 | 0 | 0 | 0 | 0 | 0 | 0 | 0 | 0 | 0 | 0 | 0 | 0 | 0 | 0 | 0 | 0 | 0 | 0 | 0 | 0 | 0 | 0 | 0 | 0 | 0 | 0 | 0 | 0 | 0 | 0 | 0 | 0 | 0 | 0 | 0 | 0 | 0 | 0 | 0 | 0 | 0 | 0 | 0 | 0 | 0 | 0 | 0 | 0 | 0 | 0 | 0 | 0 | 0 | 0 | 0 | 0 | 0 | 0 | 0 | 0 | 0 | 0 | 0 | 0 | 0 | 0 | 0 | 0 | 0 | 0 | 0 | 0 | 0 | 0 | 0 | 0 | 0 | 0 | 0 | 0 | 0 | 0 | 0 | 0 | 0 | 0 | 0 | 0 | 0 | 0 | 0 | 0 | 0 | 0 | 0 | 0 | 0 | 0 | 0 | 0 | 0 | 0 | 0 | 0 | 0 | 0 | 0 | 0 | 0 | 0 | 0 | 0
203. Receitas ou Despesas Financeiras | 0 | -6.1334 | -6.9512 | -7.769 | -8.5867 | -17.385 | -26.1832 | -34.862 | -42.9802 | -51.0983 | -59.2165 | -62.466 | -67.9736 | -67.9736 | -67.9736 | -67.9736 | -67.9736 | -67.9736 | -67.9736 | -67.9736 | -67.9736 | -67.9736 | -67.9736 | -67.9736 | -67.9736 | -67.9932 | -68.013 | -68.0328 | -68.0527 | -68.0728 | -68.093 | -68.1133 | -68.1337 | -68.1542 | -68.1749 | -68.1957 | -68.2166 | -68.2376 | -68.2587 | -68.28 | -68.3014 | -68.3229 | -68.3445 | -68.3663 | -68.3882 | -68.4102 | -68.4324 | -68.4546 | -68.4771 | -68.4996 | -68.5223 | -68.5451 | -68.568 | -68.5911 | -68.6143 | -68.6376 | -68.6611 | -68.6847 | -68.7085 | -68.7324 | -68.7564 | -68.7806 | -68.8049 | -68.8294 | -68.854 | -68.8787 | -68.9036 | -68.9286 | -68.9538 | -68.9791 | -69.0046 | -69.0302 | -69.056 | -69.0819 | -69.108 | -69.1342 | -69.1606 | -69.1871 | -69.2138 | -69.2407 | -69.2677 | -69.2948 | -69.3221 | -69.3496 | -69.3773 | -69.4051 | -69.433 | -69.4611 | -69.4894 | -69.5179 | -69.5465 | -69.5753 | -69.6043 | -69.6334 | -69.6627 | -69.6921 | -69.7218 | -69.7516 | -69.7816 | -69.8117 | -69.8421 | -69.8726 | -69.9033 | -69.9342 | -69.9652 | -69.9964 | -70.0279 | -70.0595 | -70.0912 | -70.1232 | -70.1554 | -70.1877 | -70.2203 | -70.253 | -70.2859 | -70.319 | -70.3523 | -70.3858 | -70.4195 | -70.4534 | 0 | 0 | 0 | 0 | 0 | 0 | 0 | 0 | 0 | 0 | 0 | 0 | 0 | 0 | 0 | 0 | 0 | 0 | 0 | 0 | 0 | 0 | 0 | 0 | 0 | 0 | 0 | 0 | 0 | 0 | 0 | 0 | 0 | 0 | 0 | 0 | 0 | 0 | 0 | 0 | 0 | 0 | 0 | 0 | 0 | 0 | 0 | 0 | 0 | 0 | 0 | 0 | 0 | 0 | 0 | 0 | 0 | 0 | 0 | 0 | 0 | 0 | 0 | 0 | 0 | 0 | 0 | 0 | 0 | 0 | 0 | 0 | 0 | 0 | 0 | 0 | 0 | 0 | 0 | 0 | 0 | 0 | 0 | 0 | 0 | 0 | 0 | 0 | 0 | 0 | 0 | 0 | 0 | 0 | 0 | 0 | 0 | 0 | 0 | 0 | 0 | 0 | 0 | 0 | 0 | 0 | 0 | 0 | 0 | 0 | 0 | 0 | 0 | 0 | 0 | 0 | 0 | 0 | 0 | 0
204. Benefício do Endividamento | 0 | 1.472 | 1.6683 | 1.8646 | 2.0608 | 4.1724 | 6.284 | 8.3669 | 10.3152 | 12.2636 | 14.212 | 14.9918 | 16.3137 | 16.3137 | 16.3137 | 16.3137 | 16.3137 | 16.3137 | 16.3137 | 16.3137 | 16.3137 | 16.3137 | 16.3137 | 16.3137 | 16.3137 | 16.3184 | 16.3231 | 16.3279 | 16.3327 | 16.3375 | 16.3423 | 16.3472 | 16.3521 | 16.357 | 16.362 | 16.367 | 16.372 | 16.377 | 16.3821 | 16.3872 | 16.3923 | 16.3975 | 16.4027 | 16.4079 | 16.4132 | 16.4185 | 16.4238 | 16.4291 | 16.4345 | 16.4399 | 16.4453 | 16.4508 | 16.4563 | 16.4619 | 16.4674 | 16.473 | 16.4787 | 16.4843 | 16.49 | 16.4958 | 16.5015 | 16.5073 | 16.5132 | 16.519 | 16.5249 | 16.5309 | 16.5369 | 16.5429 | 16.5489 | 16.555 | 16.5611 | 16.5673 | 16.5734 | 16.5797 | 16.5859 | 16.5922 | 16.5985 | 16.6049 | 16.6113 | 16.6178 | 16.6242 | 16.6308 | 16.6373 | 16.6439 | 16.6505 | 16.6572 | 16.6639 | 16.6707 | 16.6775 | 16.6843 | 16.6912 | 16.6981 | 16.705 | 16.712 | 16.719 | 16.7261 | 16.7332 | 16.7404 | 16.7476 | 16.7548 | 16.7621 | 16.7694 | 16.7768 | 16.7842 | 16.7917 | 16.7991 | 16.8067 | 16.8143 | 16.8219 | 16.8296 | 16.8373 | 16.8451 | 16.8529 | 16.8607 | 16.8686 | 16.8766 | 16.8846 | 16.8926 | 16.9007 | 16.9088 | 0 | 0 | 0 | 0 | 0 | 0 | 0 | 0 | 0 | 0 | 0 | 0 | 0 | 0 | 0 | 0 | 0 | 0 | 0 | 0 | 0 | 0 | 0 | 0 | 0 | 0 | 0 | 0 | 0 | 0 | 0 | 0 | 0 | 0 | 0 | 0 | 0 | 0 | 0 | 0 | 0 | 0 | 0 | 0 | 0 | 0 | 0 | 0 | 0 | 0 | 0 | 0 | 0 | 0 | 0 | 0 | 0 | 0 | 0 | 0 | 0 | 0 | 0 | 0 | 0 | 0 | 0 | 0 | 0 | 0 | 0 | 0 | 0 | 0 | 0 | 0 | 0 | 0 | 0 | 0 | 0 | 0 | 0 | 0 | 0 | 0 | 0 | 0 | 0 | 0 | 0 | 0 | 0 | 0 | 0 | 0 | 0 | 0 | 0 | 0 | 0 | 0 | 0 | 0 | 0 | 0 | 0 | 0 | 0 | 0 | 0 | 0 | 0 | 0 | 0 | 0 | 0 | 0 | 0 | 0
205. Saldo antes do Fluxo de Caixa do Acionista (200+201-202-203+204) | -125.9961 | 114.3471 | 114.1188 | 115.699 | -457.8354 | -435.6438 | -407.4393 | -347.8341 | -329.9443 | -311.8198 | 56.1962 | -102.3975 | 308.5519 | 306.6793 | 306.6793 | 306.6793 | 306.6793 | 306.6793 | 306.6793 | 526.2647 | 87.0938 | 306.6793 | 306.6793 | 306.6793 | 310.0348 | 310.092 | 310.1429 | 310.1941 | 310.2456 | 310.2974 | 310.3495 | 310.4019 | 310.4546 | 310.5077 | 310.561 | 310.6146 | 310.6686 | 310.7229 | 310.7775 | 310.8324 | 310.8876 | 310.9432 | 310.999 | 311.0552 | 311.1118 | 311.1686 | 311.2258 | 311.2833 | 311.3412 | 311.3994 | 311.4579 | 311.5168 | 311.5761 | 311.6356 | 311.6955 | 311.7558 | 311.8164 | 311.8774 | 311.9387 | 312.0004 | 312.0625 | 312.1249 | 312.1877 | 312.2508 | 312.3143 | 312.3782 | 312.4425 | 312.5071 | 312.5721 | 312.6375 | 312.7033 | 312.7695 | 312.836 | 312.9029 | 312.9703 | 313.038 | 313.1061 | 313.1746 | 313.2435 | 313.3128 | 313.3825 | 313.4527 | 313.5232 | 313.5941 | 313.6655 | 313.7373 | 313.8095 | 313.8821 | 313.9551 | 314.0286 | 314.1025 | 314.1768 | 314.2516 | 314.3268 | 314.4024 | 314.4785 | 314.5551 | 314.632 | 314.7094 | 314.7873 | 314.8657 | 314.9444 | 315.0237 | 315.1034 | 315.1836 | 315.2642 | 315.3453 | 315.4269 | 315.509 | 315.5915 | 315.6746 | 315.7581 | 315.8421 | 315.9266 | 316.0116 | 316.097 | 316.183 | 316.2695 | 316.3565 | 319.4098 | -981.5995 | -923.8685 | -920.6579 | -917.4197 | -2371.24 | -2363.5743 | -2355.8408 | -2348.0383 | -2340.1655 | -2332.2211 | -1140.8734 | -1237.1168 | 238.8261 | 238.8261 | 238.8261 | 238.8261 | 238.8261 | 238.8261 | 238.8261 | 238.8261 | 238.8261 | 238.8261 | 238.8261 | 238.8261 | 238.8261 | 238.8261 | 238.8261 | 238.8261 | 238.8261 | 238.8261 | 238.8261 | 238.8261 | 238.8261 | 238.8261 | 238.8261 | 238.8261 | 238.8261 | 238.8261 | 238.8261 | 238.8261 | 238.8261 | 238.8261 | 238.8261 | 238.8261 | 238.8261 | 238.8261 | 238.8261 | 238.8261 | 238.8261 | 238.8261 | 238.8261 | 238.8261 | 238.8261 | 238.8261 | 238.8261 | 238.8261 | 238.8261 | 238.8261 | 238.8261 | 238.8261 | 238.8261 | 238.8261 | 238.8261 | 238.8261 | 238.8261 | 238.8261 | 238.8261 | 238.8261 | 238.8261 | 238.8261 | 238.8261 | 238.8261 | 238.8261 | 238.8261 | 238.8261 | 238.8261 | 238.8261 | 238.8261 | 238.8261 | 238.8261 | 238.8261 | 238.8261 | 238.8261 | 238.8261 | 238.8261 | 238.8261 | 238.8261 | 238.8261 | 238.8261 | 238.8261 | 238.8261 | 238.8261 | 238.8261 | 238.8261 | 238.8261 | 238.8261 | 238.8261 | 238.8261 | 238.8261 | 238.8261 | 238.8261 | 238.8261 | 238.8261 | 238.8261 | 238.8261 | 238.8261 | 238.8261 | 238.8261 | 238.8261 | 238.8261 | 238.8261 | 238.8261 | 238.8261 | 238.8261 | 238.8261 | 238.8261 | 238.8261 | 238.8261 | 238.8261 | -52.5138
206. Variação do Capital Social | 11798.2418 | 0 | 0 | 0 | 0 | 0 | 0 | 0 | 0 | 0 | 0 | 0 | 0 | 0 | 0 | 0 | 0 | 0 | 0 | 0 | 0 | 0 | 0 | 0 | 0 | 0 | 0 | 0 | 0 | 0 | 0 | 0 | 0 | 0 | 0 | 0 | 0 | 0 | 0 | 0 | 0 | 0 | 0 | 0 | 0 | 0 | 0 | 0 | 0 | 0 | 0 | 0 | 0 | 0 | 0 | 0 | 0 | 0 | 0 | 0 | 0 | 0 | 0 | 0 | 0 | 0 | 0 | 0 | 0 | 0 | 0 | 0 | 0 | 0 | 0 | 0 | 0 | 0 | 0 | 0 | 0 | 0 | 0 | 0 | 0 | 0 | 0 | 0 | 0 | 0 | 0 | 0 | 0 | 0 | 0 | 0 | 0 | 0 | 0 | 0 | 0 | 0 | 0 | 0 | 0 | 0 | 0 | 0 | 0 | 0 | 0 | 0 | 0 | 0 | 0 | 0 | 0 | 0 | 0 | -20044.9983 | 0 | 0 | 0 | 0 | 0 | 0 | 0 | 0 | 0 | 0 | 0 | 0 | 0 | 0 | 0 | 0 | 0 | 0 | 0 | 0 | 0 | 0 | 0 | 0 | 0 | 0 | 0 | 0 | 0 | 0 | 0 | 0 | 0 | 0 | 0 | 0 | 0 | 0 | 0 | 0 | 0 | 0 | 0 | 0 | 0 | 0 | 0 | 0 | 0 | 0 | 0 | 0 | 0 | 0 | 0 | 0 | 0 | 0 | 0 | 0 | 0 | 0 | 0 | 0 | 0 | 0 | 0 | 0 | 0 | 0 | 0 | 0 | 0 | 0 | 0 | 0 | 0 | 0 | 0 | 0 | 0 | 0 | 0 | 0 | 0 | 0 | 0 | 0 | 0 | 0 | 0 | 0 | 0 | 0 | 0 | 0 | 0 | 0 | 0 | 0 | 0 | 0 | 0 | 0 | 0 | 0 | 0 | -606.5182 | 0 | 0 | 0 | 0 | 0 | 0 | 0 | 0 | 0 | 0 | 0 | 0
(AUX) Capital Social Atualizado | 11798.2418 | 11798.2418 | 11798.2418 | 11798.2418 | 11798.2418 | 11798.2418 | 11798.2418 | 11798.2418 | 11798.2418 | 11798.2418 | 11798.2418 | 11798.2418 | 11798.2418 | 11798.2418 | 11798.2418 | 11798.2418 | 11798.2418 | 11798.2418 | 11798.2418 | 11798.2418 | 11798.2418 | 11798.2418 | 11798.2418 | 11798.2418 | 11798.2418 | 11798.2418 | 11798.2418 | 11798.2418 | 11798.2418 | 11798.2418 | 11798.2418 | 11798.2418 | 11798.2418 | 11798.2418 | 11798.2418 | 11798.2418 | 11798.2418 | 11798.2418 | 11798.2418 | 11798.2418 | 11798.2418 | 11798.2418 | 11798.2418 | 11798.2418 | 11798.2418 | 11798.2418 | 11798.2418 | 11798.2418 | 11798.2418 | 11798.2418 | 11798.2418 | 11798.2418 | 11798.2418 | 11798.2418 | 11798.2418 | 11798.2418 | 11798.2418 | 11798.2418 | 11798.2418 | 11798.2418 | 11798.2418 | 11798.2418 | 11798.2418 | 11798.2418 | 11798.2418 | 11798.2418 | 11798.2418 | 11798.2418 | 11798.2418 | 11798.2418 | 11798.2418 | 11798.2418 | 11798.2418 | 11798.2418 | 11798.2418 | 11798.2418 | 11798.2418 | 11798.2418 | 11798.2418 | 11798.2418 | 11798.2418 | 11798.2418 | 11798.2418 | 11798.2418 | 11798.2418 | 11798.2418 | 11798.2418 | 11798.2418 | 11798.2418 | 11798.2418 | 11798.2418 | 11798.2418 | 11798.2418 | 11798.2418 | 11798.2418 | 11798.2418 | 11798.2418 | 11798.2418 | 11798.2418 | 11798.2418 | 11798.2418 | 11798.2418 | 11798.2418 | 11798.2418 | 11798.2418 | 11798.2418 | 11798.2418 | 11798.2418 | 11798.2418 | 11798.2418 | 11798.2418 | 11798.2418 | 11798.2418 | 11798.2418 | 11798.2418 | 11798.2418 | 11798.2418 | 11798.2418 | 11798.2418 | -8246.7564 | -8246.7564 | -8246.7564 | -8246.7564 | -8246.7564 | -8246.7564 | -8246.7564 | -8246.7564 | -8246.7564 | -8246.7564 | -8246.7564 | -8246.7564 | -8246.7564 | -8246.7564 | -8246.7564 | -8246.7564 | -8246.7564 | -8246.7564 | -8246.7564 | -8246.7564 | -8246.7564 | -8246.7564 | -8246.7564 | -8246.7564 | -8246.7564 | -8246.7564 | -8246.7564 | -8246.7564 | -8246.7564 | -8246.7564 | -8246.7564 | -8246.7564 | -8246.7564 | -8246.7564 | -8246.7564 | -8246.7564 | -8246.7564 | -8246.7564 | -8246.7564 | -8246.7564 | -8246.7564 | -8246.7564 | -8246.7564 | -8246.7564 | -8246.7564 | -8246.7564 | -8246.7564 | -8246.7564 | -8246.7564 | -8246.7564 | -8246.7564 | -8246.7564 | -8246.7564 | -8246.7564 | -8246.7564 | -8246.7564 | -8246.7564 | -8246.7564 | -8246.7564 | -8246.7564 | -8246.7564 | -8246.7564 | -8246.7564 | -8246.7564 | -8246.7564 | -8246.7564 | -8246.7564 | -8246.7564 | -8246.7564 | -8246.7564 | -8246.7564 | -8246.7564 | -8246.7564 | -8246.7564 | -8246.7564 | -8246.7564 | -8246.7564 | -8246.7564 | -8246.7564 | -8246.7564 | -8246.7564 | -8246.7564 | -8246.7564 | -8246.7564 | -8246.7564 | -8246.7564 | -8246.7564 | -8246.7564 | -8246.7564 | -8246.7564 | -8246.7564 | -8246.7564 | -8246.7564 | -8246.7564 | -8246.7564 | -8246.7564 | -8246.7564 | -8246.7564 | -8246.7564 | -8246.7564 | -8246.7564 | -8246.7564 | -8246.7564 | -8246.7564 | -8246.7564 | -8246.7564 | -8246.7564 | -8246.7564 | -8853.2747 | -8853.2747 | -8853.2747 | -8853.2747 | -8853.2747 | -8853.2747 | -8853.2747 | -8853.2747 | -8853.2747 | -8853.2747 | -8853.2747 | -8853.2747 | -8853.2747
207. Dividendos | 0 | 0 | 0 | 0 | 0 | 0 | 0 | 0 | 0 | 0 | 0 | 0 | 0 | 0 | 0 | 0 | 0 | 0 | 0 | 0 | 0 | 0 | 0 | 0 | 0 | 0 | 0 | 0 | 0 | 0 | 0 | 0 | 0 | 0 | 0 | 0 | 0 | 0 | 0 | 0 | 0 | 0 | 0 | 0 | 0 | 0 | 0 | 0 | 0 | 0 | 0 | 0 | 0 | 0 | 0 | 0 | 0 | 0 | 0 | 0 | 0 | 0 | 0 | 0 | 0 | 0 | 0 | 0 | 0 | 0 | 0 | 0 | 0 | 0 | 0 | 0 | 0 | 0 | 0 | 0 | 0 | 0 | 0 | 0 | 0 | 0 | 0 | 0 | 0 | 0 | 0 | 0 | 0 | 0 | 0 | 0 | 0 | 0 | 0 | 0 | 0 | 0 | 0 | 0 | 0 | 0 | 0 | 0 | 0 | 0 | 0 | 0 | 0 | 0 | 0 | 0 | 0 | 0 | 0 | -23363.0763 | 0 | 0 | 0 | 0 | 0 | 0 | 0 | 0 | 0 | 0 | 0 | 0 | 0 | 0 | 0 | 0 | 0 | 0 | 0 | 0 | 0 | 0 | 0 | 0 | 0 | 0 | 0 | 0 | 0 | 0 | 0 | 0 | 0 | 0 | 0 | 0 | 0 | 0 | 0 | 0 | 0 | 0 | 0 | 0 | 0 | 0 | 0 | 0 | 0 | 0 | 0 | 0 | 0 | 0 | 0 | 0 | 0 | 0 | 0 | 0 | 0 | 0 | 0 | 0 | 0 | 0 | 0 | 0 | 0 | 0 | 0 | 0 | 0 | 0 | 0 | 0 | 0 | 0 | 0 | 0 | 0 | 0 | 0 | 0 | 0 | 0 | 0 | 0 | 0 | 0 | 0 | 0 | 0 | 0 | 0 | 0 | 0 | 0 | 0 | 0 | 0 | 0 | 0 | 0 | 0 | 0 | 0 | -2088.1749 | 0 | 0 | 0 | 0 | 0 | 0 | 0 | 0 | 0 | 0 | 0
208. Saldo (205+206+207) | 11672.2457 | 11786.5928 | 11900.7116 | 12016.4106 | 11558.5751 | 11122.9314 | 10715.4921 | 10367.658 | 10037.7137 | 9725.8939 | 9782.0901 | 9679.6926 | 9988.2445 | 10294.9238 | 10601.6031 | 10908.2823 | 11214.9616 | 11521.6409 | 11828.3202 | 12354.5849 | 12441.6787 | 12748.358 | 13055.0373 | 13361.7165 | 13671.7513 | 13981.8433 | 14291.9863 | 14602.1804 | 14912.426 | 15222.7234 | 15533.0729 | 15843.4749 | 16153.9295 | 16464.4372 | 16774.9982 | 17085.6128 | 17396.2814 | 17707.0043 | 18017.7818 | 18328.6142 | 18639.5018 | 18950.4449 | 19261.4439 | 19572.4992 | 19883.6109 | 20194.7795 | 20506.0054 | 20817.2887 | 21128.6299 | 21440.0293 | 21751.4872 | 22063.0041 | 22374.5801 | 22686.2157 | 22997.9113 | 23309.6671 | 23621.4835 | 23933.361 | 24245.2997 | 24557.3002 | 24869.3626 | 25181.4876 | 25493.6752 | 25805.9261 | 26118.2404 | 26430.6186 | 26743.0611 | 27055.5683 | 27368.1404 | 27680.7779 | 27993.4812 | 28306.2507 | 28619.0867 | 28931.9896 | 29244.9598 | 29557.9978 | 29871.1039 | 30184.2785 | 30497.522 | 30810.8348 | 31124.2173 | 31437.67 | 31751.1932 | 32064.7873 | 32378.4528 | 32692.1901 | 33005.9996 | 33319.8817 | 33633.8368 | 33947.8654 | 34261.9679 | 34576.1448 | 34890.3964 | 35204.7232 | 35519.1256 | 35833.6041 | 36148.1592 | 36462.7912 | 36777.5007 | 37092.288 | 37407.1537 | 37722.0981 | 38037.1218 | 38352.2252 | 38667.4088 | 38982.673 | 39298.0183 | 39613.4453 | 39928.9543 | 40244.5458 | 40560.2204 | 40875.9785 | 41191.8206 | 41507.7472 | 41823.7587 | 42139.8558 | 42456.0388 | 42772.3083 | 43088.6648 | 0 | -981.5995 | -1905.468 | -2826.1259 | -3743.5456 | -6114.7856 | -8478.3599 | -10834.2007 | -13182.2389 | -15522.4044 | -17854.6255 | -18995.499 | -20232.6157 | -19993.7896 | -19754.9634 | -19516.1373 | -19277.3112 | -19038.485 | -18799.6589 | -18560.8328 | -18322.0066 | -18083.1805 | -17844.3544 | -17605.5282 | -17366.7021 | -17127.876 | -16889.0498 | -16650.2237 | -16411.3976 | -16172.5714 | -15933.7453 | -15694.9192 | -15456.093 | -15217.2669 | -14978.4408 | -14739.6146 | -14500.7885 | -14261.9624 | -14023.1362 | -13784.3101 | -13545.4839 | -13306.6578 | -13067.8317 | -12829.0055 | -12590.1794 | -12351.3533 | -12112.5271 | -11873.701 | -11634.8749 | -11396.0487 | -11157.2226 | -10918.3965 | -10679.5703 | -10440.7442 | -10201.9181 | -9963.0919 | -9724.2658 | -9485.4397 | -9246.6135 | -9007.7874 | -8768.9613 | -8530.1351 | -8291.309 | -8052.4829 | -7813.6567 | -7574.8306 | -7336.0045 | -7097.1783 | -6858.3522 | -6619.5261 | -6380.6999 | -6141.8738 | -5903.0476 | -5664.2215 | -5425.3954 | -5186.5692 | -4947.7431 | -4708.917 | -4470.0908 | -4231.2647 | -3992.4386 | -3753.6124 | -3514.7863 | -3275.9602 | -3037.134 | -2798.3079 | -2559.4818 | -2320.6556 | -2081.8295 | -1843.0034 | -1604.1772 | -1365.3511 | -1126.525 | -887.6988 | -648.8727 | -410.0466 | -171.2204 | 67.6057 | 306.4318 | 545.258 | 784.0841 | 1022.9102 | 1261.7364 | 1500.5625 | 1739.3887 | 1978.2148 | 2217.0409 | 2455.8671 | 0 | 238.8261 | 477.6523 | 716.4784 | 955.3045 | 1194.1307 | 1432.9568 | 1671.7829 | 1910.6091 | 2149.4352 | 2388.2613 | 2627.0875 | 2574.5737
(AUX) Conta Reserva | 34.3237 | 34.4679 | 34.5874 | 34.7045 | 34.8192 | 34.9313 | 35.0066 | 35.0446 | 35.0454 | 35.0109 | 34.9406 | 34.8342 | 34.7124 | 34.5653 | 34.4168 | 34.267 | 34.1158 | 33.9633 | 33.8094 | 33.6541 | 33.4974 | 33.3393 | 33.1797 | 33.0186 | 32.856 | 32.6762 | 32.4946 | 32.311 | 32.1255 | 31.9381 | 31.7487 | 31.5572 | 31.3638 | 31.1682 | 30.9705 | 30.7707 | 30.5687 | 30.3645 | 30.1581 | 29.9494 | 29.7384 | 29.525 | 29.3093 | 29.0911 | 28.8705 | 28.6473 | 28.4217 | 28.1934 | 27.9625 | 27.729 | 27.4927 | 27.2537 | 27.0119 | 26.7673 | 26.5197 | 26.2692 | 26.0157 | 25.7592 | 25.4996 | 25.2368 | 24.9708 | 24.7016 | 24.429 | 24.1531 | 23.8738 | 23.5909 | 23.3045 | 23.0145 | 22.7208 | 22.4233 | 22.122 | 21.8168 | 21.5077 | 21.1945 | 20.8773 | 20.5558 | 20.2301 | 19.9 | 19.5655 | 19.2264 | 18.8828 | 18.5345 | 18.1814 | 17.8234 | 17.4605 | 17.0924 | 16.7192 | 16.3408 | 15.9569 | 15.5675 | 15.1726 | 14.7719 | 14.3653 | 13.9528 | 13.5343 | 13.1094 | 12.6783 | 12.2406 | 11.7963 | 11.3453 | 10.8873 | 10.4222 | 9.9499 | 9.4702 | 8.983 | 8.488 | 7.9851 | 7.4741 | 6.9548 | 6.427 | 5.8906 | 5.3452 | 4.7908 | 4.2271 | 3.6538 | 3.0707 | 2.4776 | 1.8743 | 1.2604 | 0.63574 | 0 | 0 | 0 | 0 | 0 | 0 | 0 | 0 | 0 | 0 | 0 | 0 | 0 | 0 | 0 | 0 | 0 | 0 | 0 | 0 | 0 | 0 | 0 | 0 | 0 | 0 | 0 | 0 | 0 | 0 | 0 | 0 | 0 | 0 | 0 | 0 | 0 | 0 | 0 | 0 | 0 | 0 | 0 | 0 | 0 | 0 | 0 | 0 | 0 | 0 | 0 | 0 | 0 | 0 | 0 | 0 | 0 | 0 | 0 | 0 | 0 | 0 | 0 | 0 | 0 | 0 | 0 | 0 | 0 | 0 | 0 | 0 | 0 | 0 | 0 | 0 | 0 | 0 | 0 | 0 | 0 | 0 | 0 | 0 | 0 | 0 | 0 | 0 | 0 | 0 | 0 | 0 | 0 | 0 | 0 | 0 | 0 | 0 | 0 | 0 | 0 | 0 | 0 | 0 | 0 | 0 | 0 | 0 | 0 | 0 | 0 | 0 | 0 | 0 | 0 | 0 | 0 | 0 | 0 | 0
(AUX) Reserva Legal | 2359.6484 | 2359.6484 | 2359.6484 | 2359.6484 | 2359.6484 | 2359.6484 | 2359.6484 | 2359.6484 | 2359.6484 | 2359.6484 | 2359.6484 | 2359.6484 | 2359.6484 | 2359.6484 | 2359.6484 | 2359.6484 | 2359.6484 | 2359.6484 | 2359.6484 | 2359.6484 | 2359.6484 | 2359.6484 | 2359.6484 | 2359.6484 | 2359.6484 | 2359.6484 | 2359.6484 | 2359.6484 | 2359.6484 | 2359.6484 | 2359.6484 | 2359.6484 | 2359.6484 | 2359.6484 | 2359.6484 | 2359.6484 | 2359.6484 | 2359.6484 | 2359.6484 | 2359.6484 | 2359.6484 | 2359.6484 | 2359.6484 | 2359.6484 | 2359.6484 | 2359.6484 | 2359.6484 | 2359.6484 | 2359.6484 | 2359.6484 | 2359.6484 | 2359.6484 | 2359.6484 | 2359.6484 | 2359.6484 | 2359.6484 | 2359.6484 | 2359.6484 | 2359.6484 | 2359.6484 | 2359.6484 | 2359.6484 | 2359.6484 | 2359.6484 | 2359.6484 | 2359.6484 | 2359.6484 | 2359.6484 | 2359.6484 | 2359.6484 | 2359.6484 | 2359.6484 | 2359.6484 | 2359.6484 | 2359.6484 | 2359.6484 | 2359.6484 | 2359.6484 | 2359.6484 | 2359.6484 | 2359.6484 | 2359.6484 | 2359.6484 | 2359.6484 | 2359.6484 | 2359.6484 | 2359.6484 | 2359.6484 | 2359.6484 | 2359.6484 | 2359.6484 | 2359.6484 | 2359.6484 | 2359.6484 | 2359.6484 | 2359.6484 | 2359.6484 | 2359.6484 | 2359.6484 | 2359.6484 | 2359.6484 | 2359.6484 | 2359.6484 | 2359.6484 | 2359.6484 | 2359.6484 | 2359.6484 | 2359.6484 | 2359.6484 | 2359.6484 | 2359.6484 | 2359.6484 | 2359.6484 | 2359.6484 | 2359.6484 | 2359.6484 | 2359.6484 | 2359.6484 | 2359.6484 | 2359.6484 | -1649.3513 | -1649.3513 | -1649.3513 | -1649.3513 | -1649.3513 | -1649.3513 | -1649.3513 | -1649.3513 | -1649.3513 | -1649.3513 | -1649.3513 | -1649.3513 | -1649.3513 | -1649.3513 | -1649.3513 | -1649.3513 | -1649.3513 | -1649.3513 | -1649.3513 | -1649.3513 | -1649.3513 | -1649.3513 | -1649.3513 | -1649.3513 | -1649.3513 | -1649.3513 | -1649.3513 | -1649.3513 | -1649.3513 | -1649.3513 | -1649.3513 | -1649.3513 | -1649.3513 | -1649.3513 | -1649.3513 | -1649.3513 | -1649.3513 | -1649.3513 | -1649.3513 | -1649.3513 | -1649.3513 | -1649.3513 | -1649.3513 | -1649.3513 | -1649.3513 | -1649.3513 | -1649.3513 | -1649.3513 | -1649.3513 | -1649.3513 | -1649.3513 | -1649.3513 | -1649.3513 | -1649.3513 | -1649.3513 | -1649.3513 | -1649.3513 | -1649.3513 | -1649.3513 | -1649.3513 | -1649.3513 | -1649.3513 | -1649.3513 | -1649.3513 | -1649.3513 | -1649.3513 | -1649.3513 | -1649.3513 | -1649.3513 | -1649.3513 | -1649.3513 | -1649.3513 | -1649.3513 | -1649.3513 | -1649.3513 | -1649.3513 | -1649.3513 | -1649.3513 | -1649.3513 | -1649.3513 | -1649.3513 | -1649.3513 | -1649.3513 | -1649.3513 | -1649.3513 | -1649.3513 | -1649.3513 | -1649.3513 | -1649.3513 | -1649.3513 | -1649.3513 | -1649.3513 | -1649.3513 | -1649.3513 | -1649.3513 | -1649.3513 | -1649.3513 | -1649.3513 | -1649.3513 | -1649.3513 | -1649.3513 | -1649.3513 | -1649.3513 | -1649.3513 | -1649.3513 | -1649.3513 | -1649.3513 | -1649.3513 | -1770.6549 | -1770.6549 | -1770.6549 | -1770.6549 | -1770.6549 | -1770.6549 | -1770.6549 | -1770.6549 | -1770.6549 | -1770.6549 | -1770.6549 | -1770.6549
209. Fluxo de Caixa Livre (Acionista) | -11798.2418 | 0 | 0 | 0 | 0 | 0 | 0 | 0 | 0 | 0 | 0 | 0 | 0 | 0 | 0 | 0 | 0 | 0 | 0 | 0 | 0 | 0 | 0 | 0 | 0 | 0 | 0 | 0 | 0 | 0 | 0 | 0 | 0 | 0 | 0 | 0 | 0 | 0 | 0 | 0 | 0 | 0 | 0 | 0 | 0 | 0 | 0 | 0 | 0 | 0 | 0 | 0 | 0 | 0 | 0 | 0 | 0 | 0 | 0 | 0 | 0 | 0 | 0 | 0 | 0 | 0 | 0 | 0 | 0 | 0 | 0 | 0 | 0 | 0 | 0 | 0 | 0 | 0 | 0 | 0 | 0 | 0 | 0 | 0 | 0 | 0 | 0 | 0 | 0 | 0 | 0 | 0 | 0 | 0 | 0 | 0 | 0 | 0 | 0 | 0 | 0 | 0 | 0 | 0 | 0 | 0 | 0 | 0 | 0 | 0 | 0 | 0 | 0 | 0 | 0 | 0 | 0 | 0 | 0 | 43408.0746 | 0 | 0 | 0 | 0 | 0 | 0 | 0 | 0 | 0 | 0 | 0 | 0 | 0 | 0 | 0 | 0 | 0 | 0 | 0 | 0 | 0 | 0 | 0 | 0 | 0 | 0 | 0 | 0 | 0 | 0 | 0 | 0 | 0 | 0 | 0 | 0 | 0 | 0 | 0 | 0 | 0 | 0 | 0 | 0 | 0 | 0 | 0 | 0 | 0 | 0 | 0 | 0 | 0 | 0 | 0 | 0 | 0 | 0 | 0 | 0 | 0 | 0 | 0 | 0 | 0 | 0 | 0 | 0 | 0 | 0 | 0 | 0 | 0 | 0 | 0 | 0 | 0 | 0 | 0 | 0 | 0 | 0 | 0 | 0 | 0 | 0 | 0 | 0 | 0 | 0 | 0 | 0 | 0 | 0 | 0 | 0 | 0 | 0 | 0 | 0 | 0 | 0 | 0 | 0 | 0 | 0 | 0 | 2694.6932 | 0 | 0 | 0 | 0 | 0 | 0 | 0 | 0 | 0 | 0 | 0 | 0
210. Fluxo de Caixa Acumulado (Acionista)
TIR DO ACIONISTA | 1.101%
BP
Ano | 1 | 1 | 1 | 1 | 1 | 1 | 1 | 1 | 1 | 1 | 1 | 1 | 2 | 2 | 2 | 2 | 2 | 2 | 2 | 2 | 2 | 2 | 2 | 2 | 3 | 3 | 3 | 3 | 3 | 3 | 3 | 3 | 3 | 3 | 3 | 3 | 4 | 4 | 4 | 4 | 4 | 4 | 4 | 4 | 4 | 4 | 4 | 4 | 5 | 5 | 5 | 5 | 5 | 5 | 5 | 5 | 5 | 5 | 5 | 5 | 6 | 6 | 6 | 6 | 6 | 6 | 6 | 6 | 6 | 6 | 6 | 6 | 7 | 7 | 7 | 7 | 7 | 7 | 7 | 7 | 7 | 7 | 7 | 7 | 8 | 8 | 8 | 8 | 8 | 8 | 8 | 8 | 8 | 8 | 8 | 8 | 9 | 9 | 9 | 9 | 9 | 9 | 9 | 9 | 9 | 9 | 9 | 9 | 10 | 10 | 10 | 10 | 10 | 10 | 10 | 10 | 10 | 10 | 10 | 10 | 11 | 11 | 11 | 11 | 11 | 11 | 11 | 11 | 11 | 11 | 11 | 11 | 12 | 12 | 12 | 12 | 12 | 12 | 12 | 12 | 12 | 12 | 12 | 12 | 13 | 13 | 13 | 13 | 13 | 13 | 13 | 13 | 13 | 13 | 13 | 13 | 14 | 14 | 14 | 14 | 14 | 14 | 14 | 14 | 14 | 14 | 14 | 14 | 15 | 15 | 15 | 15 | 15 | 15 | 15 | 15 | 15 | 15 | 15 | 15 | 16 | 16 | 16 | 16 | 16 | 16 | 16 | 16 | 16 | 16 | 16 | 16 | 17 | 17 | 17 | 17 | 17 | 17 | 17 | 17 | 17 | 17 | 17 | 17 | 18 | 18 | 18 | 18 | 18 | 18 | 18 | 18 | 18 | 18 | 18 | 18 | 19 | 19 | 19 | 19 | 19 | 19 | 19 | 19 | 19 | 19 | 19 | 19 | 20 | 20 | 20 | 20 | 20 | 20 | 20 | 20 | 20 | 20 | 20 | 20
Mês | 1 | 2 | 3 | 4 | 5 | 6 | 7 | 8 | 9 | 10 | 11 | 12 | 13 | 14 | 15 | 16 | 17 | 18 | 19 | 20 | 21 | 22 | 23 | 24 | 25 | 26 | 27 | 28 | 29 | 30 | 31 | 32 | 33 | 34 | 35 | 36 | 37 | 38 | 39 | 40 | 41 | 42 | 43 | 44 | 45 | 46 | 47 | 48 | 49 | 50 | 51 | 52 | 53 | 54 | 55 | 56 | 57 | 58 | 59 | 60 | 61 | 62 | 63 | 64 | 65 | 66 | 67 | 68 | 69 | 70 | 71 | 72 | 73 | 74 | 75 | 76 | 77 | 78 | 79 | 80 | 81 | 82 | 83 | 84 | 85 | 86 | 87 | 88 | 89 | 90 | 91 | 92 | 93 | 94 | 95 | 96 | 97 | 98 | 99 | 100 | 101 | 102 | 103 | 104 | 105 | 106 | 107 | 108 | 109 | 110 | 111 | 112 | 113 | 114 | 115 | 116 | 117 | 118 | 119 | 120 | 121 | 122 | 123 | 124 | 125 | 126 | 127 | 128 | 129 | 130 | 131 | 132 | 133 | 134 | 135 | 136 | 137 | 138 | 139 | 140 | 141 | 142 | 143 | 144 | 145 | 146 | 147 | 148 | 149 | 150 | 151 | 152 | 153 | 154 | 155 | 156 | 157 | 158 | 159 | 160 | 161 | 162 | 163 | 164 | 165 | 166 | 167 | 168 | 169 | 170 | 171 | 172 | 173 | 174 | 175 | 176 | 177 | 178 | 179 | 180 | 181 | 182 | 183 | 184 | 185 | 186 | 187 | 188 | 189 | 190 | 191 | 192 | 193 | 194 | 195 | 196 | 197 | 198 | 199 | 200 | 201 | 202 | 203 | 204 | 205 | 206 | 207 | 208 | 209 | 210 | 211 | 212 | 213 | 214 | 215 | 216 | 217 | 218 | 219 | 220 | 221 | 222 | 223 | 224 | 225 | 226 | 227 | 228 | 229 | 230 | 231 | 232 | 233 | 234 | 235 | 236 | 237 | 238 | 239 | 240
1. Ativo (1.1 + 1.2) | 15553.8479 | 15691.478 | 15830.9142 | 15970.3493 | 17470.7887 | 18968.4706 | 20445.6975 | 21827.3575 | 23209.1654 | 24590.9299 | 25142.8469 | 26082.0111 | 26080.1385 | 26080.1385 | 26080.1385 | 26080.1385 | 26080.1385 | 26080.1385 | 26080.1385 | 25860.5531 | 26080.1385 | 26080.1385 | 26080.1385 | 26080.1385 | 26083.494 | 26086.8625 | 26090.2506 | 26093.6585 | 26097.0863 | 26100.5342 | 26104.0021 | 26107.4904 | 26110.999 | 26114.5281 | 26118.0778 | 26121.6483 | 26125.2396 | 26128.8519 | 26132.4853 | 26136.1399 | 26139.8159 | 26143.5133 | 26147.2323 | 26150.9731 | 26154.7357 | 26158.5203 | 26162.327 | 26166.1559 | 26170.0072 | 26173.881 | 26177.7775 | 26181.6966 | 26185.6387 | 26189.6038 | 26193.5921 | 26197.6036 | 26201.6386 | 26205.6972 | 26209.7795 | 26213.8856 | 26218.0157 | 26222.1699 | 26226.3484 | 26230.5513 | 26234.7788 | 26239.0309 | 26243.3079 | 26247.6099 | 26251.937 | 26256.2894 | 26260.6672 | 26265.0705 | 26269.4996 | 26273.9546 | 26278.4356 | 26282.9427 | 26287.4762 | 26292.0362 | 26296.6228 | 26301.2362 | 26305.8765 | 26310.544 | 26315.2387 | 26319.9608 | 26324.7106 | 26329.488 | 26334.2934 | 26339.1269 | 26343.9885 | 26348.8786 | 26353.7973 | 26358.7446 | 26363.7209 | 26368.7262 | 26373.7608 | 26378.8248 | 26383.9184 | 26389.0417 | 26394.1949 | 26399.3783 | 26404.5919 | 26409.836 | 26415.1107 | 26420.4162 | 26425.7527 | 26431.1204 | 26436.5195 | 26441.9501 | 26447.4124 | 26452.9066 | 26458.4329 | 26463.9915 | 26469.5825 | 26475.2062 | 26480.8628 | 26486.5524 | 26492.2752 | 26498.0315 | 26503.8214 | 6461.681 | 2504.0984 | 2500.9413 | 2497.7575 | 2494.5465 | 2487.0119 | 2479.4117 | 2471.7449 | 2464.0102 | 2456.2064 | 2448.3324 | 2444.0671 | 2440.0561 | 2440.0561 | 2440.0561 | 2440.0561 | 2440.0561 | 2440.0561 | 2440.0561 | 2440.0561 | 2440.0561 | 2440.0561 | 2440.0561 | 2440.0561 | 2440.0561 | 2440.0561 | 2440.0561 | 2440.0561 | 2440.0561 | 2440.0561 | 2440.0561 | 2440.0561 | 2440.0561 | 2440.0561 | 2440.0561 | 2440.0561 | 2440.0561 | 2440.0561 | 2440.0561 | 2440.0561 | 2440.0561 | 2440.0561 | 2440.0561 | 2440.0561 | 2440.0561 | 2440.0561 | 2440.0561 | 2440.0561 | 2440.0561 | 2440.0561 | 2440.0561 | 2440.0561 | 2440.0561 | 2440.0561 | 2440.0561 | 2440.0561 | 2440.0561 | 2440.0561 | 2440.0561 | 2440.0561 | 2440.0561 | 2440.0561 | 2440.0561 | 2440.0561 | 2440.0561 | 2440.0561 | 2440.0561 | 2440.0561 | 2440.0561 | 2440.0561 | 2440.0561 | 2440.0561 | 2440.0561 | 2440.0561 | 2440.0561 | 2440.0561 | 2440.0561 | 2440.0561 | 2440.0561 | 2440.0561 | 2440.0561 | 2440.0561 | 2440.0561 | 2440.0561 | 2440.0561 | 2440.0561 | 2440.0561 | 2440.0561 | 2440.0561 | 2440.0561 | 2440.0561 | 2440.0561 | 2440.0561 | 2440.0561 | 2440.0561 | 2440.0561 | 2440.0561 | 2440.0561 | 2440.0561 | 2440.0561 | 2440.0561 | 2440.0561 | 2440.0561 | 2440.0561 | 2440.0561 | 2440.0561 | 2440.0561 | 2440.0561 | 1833.5378 | 1712.2342 | 1712.2342 | 1712.2342 | 1712.2342 | 1712.2342 | 1712.2342 | 1712.2342 | 1712.2342 | 1712.2342 | 1712.2342 | 1712.2342 | 1495.6145
1.1 Ativo Circulante | 14060.0979 | 14004.8148 | 13952.1782 | 13900.3843 | 13274.0148 | 12661.1609 | 12073.3504 | 11542.2807 | 11026.6854 | 10526.501 | 10391.9197 | 10100.0039 | 10214.0253 | 10329.9194 | 10445.8135 | 10561.7076 | 10677.6017 | 10793.4958 | 10909.3898 | 10805.6985 | 11141.178 | 11257.0721 | 11372.9662 | 11488.8603 | 11608.1099 | 11727.3724 | 11846.6546 | 11965.9566 | 12085.2785 | 12204.6204 | 12323.9825 | 12443.3648 | 12562.7675 | 12682.1907 | 12801.6345 | 12921.099 | 13040.5844 | 13160.0908 | 13279.6183 | 13399.167 | 13518.7371 | 13638.3286 | 13757.9417 | 13877.5765 | 13997.2332 | 14116.9119 | 14236.6127 | 14356.3357 | 14476.0811 | 14595.849 | 14715.6395 | 14835.4528 | 14955.2889 | 15075.1481 | 15195.0305 | 15314.9361 | 15434.8652 | 15554.8178 | 15674.7942 | 15794.7944 | 15914.8186 | 16034.8669 | 16154.9395 | 16275.0365 | 16395.158 | 16515.3042 | 16635.4753 | 16755.6713 | 16875.8925 | 16996.139 | 17116.4109 | 17236.7083 | 17357.0315 | 17477.3805 | 17597.7556 | 17718.1569 | 17838.5844 | 17959.0385 | 18079.5192 | 18200.0267 | 18320.5611 | 18441.1226 | 18561.7114 | 18682.3277 | 18802.9715 | 18923.643 | 19044.3425 | 19165.07 | 19285.8258 | 19406.6099 | 19527.4227 | 19648.2641 | 19769.1345 | 19890.0339 | 20010.9626 | 20131.9206 | 20252.9083 | 20373.9257 | 20494.973 | 20616.0505 | 20737.1582 | 20858.2963 | 20979.4651 | 21100.6647 | 21221.8953 | 21343.1571 | 21464.4502 | 21585.7749 | 21707.1313 | 21828.5196 | 21949.94 | 22071.3926 | 22192.8778 | 22314.3956 | 22435.9462 | 22557.5299 | 22679.1468 | 22800.7972 | 22922.4812 | 2996.2349 | -2028.2274 | -3088.9786 | -4140.3925 | -5182.3894 | -7672.2278 | -10139.7783 | -12584.846 | -15007.2324 | -17406.7357 | -19783.1504 | -20952.7201 | -22208.458 | -21980.2311 | -21752.0041 | -21523.7771 | -21295.5501 | -21067.3231 | -20839.0961 | -20610.8692 | -20382.6422 | -20154.4152 | -19926.1882 | -19697.9612 | -19469.7342 | -19241.5073 | -19013.2803 | -18785.0533 | -18556.8263 | -18328.5993 | -18100.3724 | -17872.1454 | -17643.9184 | -17415.6914 | -17187.4644 | -16959.2374 | -16731.0105 | -16502.7835 | -16274.5565 | -16046.3295 | -15818.1025 | -15589.8755 | -15361.6486 | -15133.4216 | -14905.1946 | -14676.9676 | -14448.7406 | -14220.5136 | -13992.2867 | -13764.0597 | -13535.8327 | -13307.6057 | -13079.3787 | -12851.1518 | -12622.9248 | -12394.6978 | -12166.4708 | -11938.2438 | -11710.0168 | -11481.7899 | -11253.5629 | -11025.3359 | -10797.1089 | -10568.8819 | -10340.6549 | -10112.428 | -9884.201 | -9655.974 | -9427.747 | -9199.52 | -8971.293 | -8743.0661 | -8514.8391 | -8286.6121 | -8058.3851 | -7830.1581 | -7601.9312 | -7373.7042 | -7145.4772 | -6917.2502 | -6689.0232 | -6460.7962 | -6232.5693 | -6004.3423 | -5776.1153 | -5547.8883 | -5319.6613 | -5091.4343 | -4863.2074 | -4634.9804 | -4406.7534 | -4178.5264 | -3950.2994 | -3722.0724 | -3493.8455 | -3265.6185 | -3037.3915 | -2809.1645 | -2580.9375 | -2352.7106 | -2124.4836 | -1896.2566 | -1668.0296 | -1439.8026 | -1211.5756 | -983.3487 | -755.1217 | -526.8947 | -905.1859 | -798.2626 | -570.0356 | -341.8087 | -113.5817 | 114.6453 | 342.8723 | 571.0993 | 799.3263 | 1027.5532 | 1255.7802 | 1484.0072 | 1495.6145
(+) Caixa | 13509.8358 | 13454.4086 | 13401.6524 | 13349.7414 | 12723.2573 | 12110.2913 | 11522.4055 | 10991.2977 | 10475.7017 | 9975.5518 | 9841.0407 | 9549.2313 | 9663.3745 | 9779.4158 | 9895.4584 | 10011.5023 | 10127.5475 | 10243.5941 | 10359.6421 | 10256.106 | 10591.7422 | 10707.7945 | 10823.8482 | 10939.9033 | 11059.3155 | 11178.7578 | 11298.2217 | 11417.7072 | 11537.2146 | 11656.744 | 11776.2954 | 11895.8692 | 12015.4654 | 12135.0841 | 12254.7256 | 12374.39 | 12494.0774 | 12613.7879 | 12733.5218 | 12853.2792 | 12973.0603 | 13092.8652 | 13212.6941 | 13332.5471 | 13452.4244 | 13572.3262 | 13692.2527 | 13812.2039 | 13932.1802 | 14052.1816 | 14172.2084 | 14292.2607 | 14412.3386 | 14532.4425 | 14652.5724 | 14772.7285 | 14892.9111 | 15013.1203 | 15133.3563 | 15253.6192 | 15373.9094 | 15494.2269 | 15614.5721 | 15734.945 | 15855.3459 | 15975.775 | 16096.2324 | 16216.7185 | 16337.2334 | 16457.7773 | 16578.3505 | 16698.9531 | 16819.5854 | 16940.2477 | 17060.94 | 17181.6627 | 17302.416 | 17423.2002 | 17544.0154 | 17664.8619 | 17785.7399 | 17906.6498 | 18027.5917 | 18148.5659 | 18269.5726 | 18390.6122 | 18511.6849 | 18632.7909 | 18753.9305 | 18875.104 | 18996.3117 | 19117.5539 | 19238.8308 | 19360.1427 | 19481.4899 | 19602.8728 | 19724.2916 | 19845.7467 | 19967.2383 | 20088.7668 | 20210.3325 | 20331.9357 | 20453.5768 | 20575.2561 | 20696.974 | 20818.7308 | 20940.5268 | 21062.3625 | 21184.2382 | 21306.1542 | 21428.111 | 21550.109 | 21672.1486 | 21794.2301 | 21916.3541 | 22038.5208 | 22160.7308 | 22282.9845 | 22405.2824 | 2479.6608 | -2544.1657 | -3604.917 | -4656.3308 | -5698.3277 | -8188.1662 | -10655.7167 | -13100.7843 | -15523.1708 | -17922.6741 | -20299.0887 | -21468.6585 | -22724.3964 | -22496.1694 | -22267.9424 | -22039.7155 | -21811.4885 | -21583.2615 | -21355.0345 | -21126.8075 | -20898.5805 | -20670.3536 | -20442.1266 | -20213.8996 | -19985.6726 | -19757.4456 | -19529.2186 | -19300.9917 | -19072.7647 | -18844.5377 | -18616.3107 | -18388.0837 | -18159.8567 | -17931.6298 | -17703.4028 | -17475.1758 | -17246.9488 | -17018.7218 | -16790.4948 | -16562.2679 | -16334.0409 | -16105.8139 | -15877.5869 | -15649.3599 | -15421.133 | -15192.906 | -14964.679 | -14736.452 | -14508.225 | -14279.998 | -14051.7711 | -13823.5441 | -13595.3171 | -13367.0901 | -13138.8631 | -12910.6361 | -12682.4092 | -12454.1822 | -12225.9552 | -11997.7282 | -11769.5012 | -11541.2742 | -11313.0473 | -11084.8203 | -10856.5933 | -10628.3663 | -10400.1393 | -10171.9124 | -9943.6854 | -9715.4584 | -9487.2314 | -9259.0044 | -9030.7774 | -8802.5505 | -8574.3235 | -8346.0965 | -8117.8695 | -7889.6425 | -7661.4155 | -7433.1886 | -7204.9616 | -6976.7346 | -6748.5076 | -6520.2806 | -6292.0536 | -6063.8267 | -5835.5997 | -5607.3727 | -5379.1457 | -5150.9187 | -4922.6918 | -4694.4648 | -4466.2378 | -4238.0108 | -4009.7838 | -3781.5568 | -3553.3299 | -3325.1029 | -3096.8759 | -2868.6489 | -2640.4219 | -2412.1949 | -2183.968 | -1955.741 | -1727.514 | -1499.287 | -1271.06 | -1042.833 | -1421.1243 | -1314.201 | -1085.974 | -857.747 | -629.52 | -401.293 | -173.0661 | 55.1609 | 283.3879 | 511.6149 | 739.8419 | 968.0689 | 1487.6358
(+) Conta Reserva | 34.3237 | 34.4679 | 34.5874 | 34.7045 | 34.8192 | 34.9313 | 35.0066 | 35.0446 | 35.0454 | 35.0109 | 34.9406 | 34.8342 | 34.7124 | 34.5653 | 34.4168 | 34.267 | 34.1158 | 33.9633 | 33.8094 | 33.6541 | 33.4974 | 33.3393 | 33.1797 | 33.0186 | 32.856 | 32.6762 | 32.4946 | 32.311 | 32.1255 | 31.9381 | 31.7487 | 31.5572 | 31.3638 | 31.1682 | 30.9705 | 30.7707 | 30.5687 | 30.3645 | 30.1581 | 29.9494 | 29.7384 | 29.525 | 29.3093 | 29.0911 | 28.8705 | 28.6473 | 28.4217 | 28.1934 | 27.9625 | 27.729 | 27.4927 | 27.2537 | 27.0119 | 26.7673 | 26.5197 | 26.2692 | 26.0157 | 25.7592 | 25.4996 | 25.2368 | 24.9708 | 24.7016 | 24.429 | 24.1531 | 23.8738 | 23.5909 | 23.3045 | 23.0145 | 22.7208 | 22.4233 | 22.122 | 21.8168 | 21.5077 | 21.1945 | 20.8773 | 20.5558 | 20.2301 | 19.9 | 19.5655 | 19.2264 | 18.8828 | 18.5345 | 18.1814 | 17.8234 | 17.4605 | 17.0924 | 16.7192 | 16.3408 | 15.9569 | 15.5675 | 15.1726 | 14.7719 | 14.3653 | 13.9528 | 13.5343 | 13.1094 | 12.6783 | 12.2406 | 11.7963 | 11.3453 | 10.8873 | 10.4222 | 9.9499 | 9.4702 | 8.983 | 8.488 | 7.9851 | 7.4741 | 6.9548 | 6.427 | 5.8906 | 5.3452 | 4.7908 | 4.2271 | 3.6538 | 3.0707 | 2.4776 | 1.8743 | 1.2604 | 0.63574 | 0 | 0 | 0 | 0 | 0 | 0 | 0 | 0 | 0 | 0 | 0 | 0 | 0 | 0 | 0 | 0 | 0 | 0 | 0 | 0 | 0 | 0 | 0 | 0 | 0 | 0 | 0 | 0 | 0 | 0 | 0 | 0 | 0 | 0 | 0 | 0 | 0 | 0 | 0 | 0 | 0 | 0 | 0 | 0 | 0 | 0 | 0 | 0 | 0 | 0 | 0 | 0 | 0 | 0 | 0 | 0 | 0 | 0 | 0 | 0 | 0 | 0 | 0 | 0 | 0 | 0 | 0 | 0 | 0 | 0 | 0 | 0 | 0 | 0 | 0 | 0 | 0 | 0 | 0 | 0 | 0 | 0 | 0 | 0 | 0 | 0 | 0 | 0 | 0 | 0 | 0 | 0 | 0 | 0 | 0 | 0 | 0 | 0 | 0 | 0 | 0 | 0 | 0 | 0 | 0 | 0 | 0 | 0 | 0 | 0 | 0 | 0 | 0 | 0 | 0 | 0 | 0 | 0 | 0 | 0
(+) Contas a Receber | 507.9596 | 507.9596 | 507.9596 | 507.9596 | 507.9596 | 507.9596 | 507.9596 | 507.9596 | 507.9596 | 507.9596 | 507.9596 | 507.9596 | 507.9596 | 507.9596 | 507.9596 | 507.9596 | 507.9596 | 507.9596 | 507.9596 | 507.9596 | 507.9596 | 507.9596 | 507.9596 | 507.9596 | 507.9596 | 507.9596 | 507.9596 | 507.9596 | 507.9596 | 507.9596 | 507.9596 | 507.9596 | 507.9596 | 507.9596 | 507.9596 | 507.9596 | 507.9596 | 507.9596 | 507.9596 | 507.9596 | 507.9596 | 507.9596 | 507.9596 | 507.9596 | 507.9596 | 507.9596 | 507.9596 | 507.9596 | 507.9596 | 507.9596 | 507.9596 | 507.9596 | 507.9596 | 507.9596 | 507.9596 | 507.9596 | 507.9596 | 507.9596 | 507.9596 | 507.9596 | 507.9596 | 507.9596 | 507.9596 | 507.9596 | 507.9596 | 507.9596 | 507.9596 | 507.9596 | 507.9596 | 507.9596 | 507.9596 | 507.9596 | 507.9596 | 507.9596 | 507.9596 | 507.9596 | 507.9596 | 507.9596 | 507.9596 | 507.9596 | 507.9596 | 507.9596 | 507.9596 | 507.9596 | 507.9596 | 507.9596 | 507.9596 | 507.9596 | 507.9596 | 507.9596 | 507.9596 | 507.9596 | 507.9596 | 507.9596 | 507.9596 | 507.9596 | 507.9596 | 507.9596 | 507.9596 | 507.9596 | 507.9596 | 507.9596 | 507.9596 | 507.9596 | 507.9596 | 507.9596 | 507.9596 | 507.9596 | 507.9596 | 507.9596 | 507.9596 | 507.9596 | 507.9596 | 507.9596 | 507.9596 | 507.9596 | 507.9596 | 507.9596 | 507.9596 | 507.9596 | 507.9596 | 507.9596 | 507.9596 | 507.9596 | 507.9596 | 507.9596 | 507.9596 | 507.9596 | 507.9596 | 507.9596 | 507.9596 | 507.9596 | 507.9596 | 507.9596 | 507.9596 | 507.9596 | 507.9596 | 507.9596 | 507.9596 | 507.9596 | 507.9596 | 507.9596 | 507.9596 | 507.9596 | 507.9596 | 507.9596 | 507.9596 | 507.9596 | 507.9596 | 507.9596 | 507.9596 | 507.9596 | 507.9596 | 507.9596 | 507.9596 | 507.9596 | 507.9596 | 507.9596 | 507.9596 | 507.9596 | 507.9596 | 507.9596 | 507.9596 | 507.9596 | 507.9596 | 507.9596 | 507.9596 | 507.9596 | 507.9596 | 507.9596 | 507.9596 | 507.9596 | 507.9596 | 507.9596 | 507.9596 | 507.9596 | 507.9596 | 507.9596 | 507.9596 | 507.9596 | 507.9596 | 507.9596 | 507.9596 | 507.9596 | 507.9596 | 507.9596 | 507.9596 | 507.9596 | 507.9596 | 507.9596 | 507.9596 | 507.9596 | 507.9596 | 507.9596 | 507.9596 | 507.9596 | 507.9596 | 507.9596 | 507.9596 | 507.9596 | 507.9596 | 507.9596 | 507.9596 | 507.9596 | 507.9596 | 507.9596 | 507.9596 | 507.9596 | 507.9596 | 507.9596 | 507.9596 | 507.9596 | 507.9596 | 507.9596 | 507.9596 | 507.9596 | 507.9596 | 507.9596 | 507.9596 | 507.9596 | 507.9596 | 507.9596 | 507.9596 | 507.9596 | 507.9596 | 507.9596 | 507.9596 | 507.9596 | 507.9596 | 507.9596 | 507.9596 | 507.9596 | 507.9596 | 507.9596 | 507.9596 | 507.9596 | 507.9596 | 507.9596 | 507.9596 | 0
(+) Crédito PIS COFINS | 7.9788 | 7.9788 | 7.9788 | 7.9788 | 7.9788 | 7.9788 | 7.9788 | 7.9788 | 7.9788 | 7.9788 | 7.9788 | 7.9788 | 7.9788 | 7.9788 | 7.9788 | 7.9788 | 7.9788 | 7.9788 | 7.9788 | 7.9788 | 7.9788 | 7.9788 | 7.9788 | 7.9788 | 7.9788 | 7.9788 | 7.9788 | 7.9788 | 7.9788 | 7.9788 | 7.9788 | 7.9788 | 7.9788 | 7.9788 | 7.9788 | 7.9788 | 7.9788 | 7.9788 | 7.9788 | 7.9788 | 7.9788 | 7.9788 | 7.9788 | 7.9788 | 7.9788 | 7.9788 | 7.9788 | 7.9788 | 7.9788 | 7.9788 | 7.9788 | 7.9788 | 7.9788 | 7.9788 | 7.9788 | 7.9788 | 7.9788 | 7.9788 | 7.9788 | 7.9788 | 7.9788 | 7.9788 | 7.9788 | 7.9788 | 7.9788 | 7.9788 | 7.9788 | 7.9788 | 7.9788 | 7.9788 | 7.9788 | 7.9788 | 7.9788 | 7.9788 | 7.9788 | 7.9788 | 7.9788 | 7.9788 | 7.9788 | 7.9788 | 7.9788 | 7.9788 | 7.9788 | 7.9788 | 7.9788 | 7.9788 | 7.9788 | 7.9788 | 7.9788 | 7.9788 | 7.9788 | 7.9788 | 7.9788 | 7.9788 | 7.9788 | 7.9788 | 7.9788 | 7.9788 | 7.9788 | 7.9788 | 7.9788 | 7.9788 | 7.9788 | 7.9788 | 7.9788 | 7.9788 | 7.9788 | 7.9788 | 7.9788 | 7.9788 | 7.9788 | 7.9788 | 7.9788 | 7.9788 | 7.9788 | 7.9788 | 7.9788 | 7.9788 | 7.9788 | 7.9788 | 7.9788 | 7.9788 | 7.9788 | 7.9788 | 7.9788 | 7.9788 | 7.9788 | 7.9788 | 7.9788 | 7.9788 | 7.9788 | 7.9788 | 7.9788 | 7.9788 | 7.9788 | 7.9788 | 7.9788 | 7.9788 | 7.9788 | 7.9788 | 7.9788 | 7.9788 | 7.9788 | 7.9788 | 7.9788 | 7.9788 | 7.9788 | 7.9788 | 7.9788 | 7.9788 | 7.9788 | 7.9788 | 7.9788 | 7.9788 | 7.9788 | 7.9788 | 7.9788 | 7.9788 | 7.9788 | 7.9788 | 7.9788 | 7.9788 | 7.9788 | 7.9788 | 7.9788 | 7.9788 | 7.9788 | 7.9788 | 7.9788 | 7.9788 | 7.9788 | 7.9788 | 7.9788 | 7.9788 | 7.9788 | 7.9788 | 7.9788 | 7.9788 | 7.9788 | 7.9788 | 7.9788 | 7.9788 | 7.9788 | 7.9788 | 7.9788 | 7.9788 | 7.9788 | 7.9788 | 7.9788 | 7.9788 | 7.9788 | 7.9788 | 7.9788 | 7.9788 | 7.9788 | 7.9788 | 7.9788 | 7.9788 | 7.9788 | 7.9788 | 7.9788 | 7.9788 | 7.9788 | 7.9788 | 7.9788 | 7.9788 | 7.9788 | 7.9788 | 7.9788 | 7.9788 | 7.9788 | 7.9788 | 7.9788 | 7.9788 | 7.9788 | 7.9788 | 7.9788 | 7.9788 | 7.9788 | 7.9788 | 7.9788 | 7.9788 | 7.9788 | 7.9788 | 7.9788 | 7.9788 | 7.9788 | 7.9788 | 7.9788 | 7.9788 | 7.9788 | 7.9788 | 7.9788 | 7.9788 | 7.9788 | 7.9788 | 7.9788 | 7.9788 | 7.9788 | 7.9788
1.2 Ativo Não Circulante | 1493.75 | 1686.6632 | 1878.736 | 2069.965 | 4196.7739 | 6307.3097 | 8372.3471 | 10285.0768 | 12182.4799 | 14064.4289 | 14750.9272 | 15982.0073 | 15866.1132 | 15750.2191 | 15634.325 | 15518.4309 | 15402.5368 | 15286.6428 | 15170.7487 | 15054.8546 | 14938.9605 | 14823.0664 | 14707.1723 | 14591.2783 | 14475.3842 | 14359.4901 | 14243.596 | 14127.7019 | 14011.8078 | 13895.9137 | 13780.0197 | 13664.1256 | 13548.2315 | 13432.3374 | 13316.4433 | 13200.5492 | 13084.6552 | 12968.7611 | 12852.867 | 12736.9729 | 12621.0788 | 12505.1847 | 12389.2906 | 12273.3966 | 12157.5025 | 12041.6084 | 11925.7143 | 11809.8202 | 11693.9261 | 11578.0321 | 11462.138 | 11346.2439 | 11230.3498 | 11114.4557 | 10998.5616 | 10882.6676 | 10766.7735 | 10650.8794 | 10534.9853 | 10419.0912 | 10303.1971 | 10187.303 | 10071.409 | 9955.5149 | 9839.6208 | 9723.7267 | 9607.8326 | 9491.9385 | 9376.0445 | 9260.1504 | 9144.2563 | 9028.3622 | 8912.4681 | 8796.574 | 8680.6799 | 8564.7859 | 8448.8918 | 8332.9977 | 8217.1036 | 8101.2095 | 7985.3154 | 7869.4214 | 7753.5273 | 7637.6332 | 7521.7391 | 7405.845 | 7289.9509 | 7174.0568 | 7058.1628 | 6942.2687 | 6826.3746 | 6710.4805 | 6594.5864 | 6478.6923 | 6362.7983 | 6246.9042 | 6131.0101 | 6015.116 | 5899.2219 | 5783.3278 | 5667.4337 | 5551.5397 | 5435.6456 | 5319.7515 | 5203.8574 | 5087.9633 | 4972.0692 | 4856.1752 | 4740.2811 | 4624.387 | 4508.4929 | 4392.5988 | 4276.7047 | 4160.8107 | 4044.9166 | 3929.0225 | 3813.1284 | 3697.2343 | 3581.3402 | 3465.4461 | 4532.3258 | 5589.9199 | 6638.15 | 7676.9359 | 10159.2397 | 12619.19 | 15056.5908 | 17471.2426 | 19862.9422 | 22231.4828 | 23396.7872 | 24648.5141 | 24420.2871 | 24192.0602 | 23963.8332 | 23735.6062 | 23507.3792 | 23279.1522 | 23050.9252 | 22822.6983 | 22594.4713 | 22366.2443 | 22138.0173 | 21909.7903 | 21681.5634 | 21453.3364 | 21225.1094 | 20996.8824 | 20768.6554 | 20540.4284 | 20312.2015 | 20083.9745 | 19855.7475 | 19627.5205 | 19399.2935 | 19171.0665 | 18942.8396 | 18714.6126 | 18486.3856 | 18258.1586 | 18029.9316 | 17801.7046 | 17573.4777 | 17345.2507 | 17117.0237 | 16888.7967 | 16660.5697 | 16432.3427 | 16204.1158 | 15975.8888 | 15747.6618 | 15519.4348 | 15291.2078 | 15062.9809 | 14834.7539 | 14606.5269 | 14378.2999 | 14150.0729 | 13921.8459 | 13693.619 | 13465.392 | 13237.165 | 13008.938 | 12780.711 | 12552.484 | 12324.2571 | 12096.0301 | 11867.8031 | 11639.5761 | 11411.3491 | 11183.1221 | 10954.8952 | 10726.6682 | 10498.4412 | 10270.2142 | 10041.9872 | 9813.7603 | 9585.5333 | 9357.3063 | 9129.0793 | 8900.8523 | 8672.6253 | 8444.3984 | 8216.1714 | 7987.9444 | 7759.7174 | 7531.4904 | 7303.2634 | 7075.0365 | 6846.8095 | 6618.5825 | 6390.3555 | 6162.1285 | 5933.9015 | 5705.6746 | 5477.4476 | 5249.2206 | 5020.9936 | 4792.7666 | 4564.5397 | 4336.3127 | 4108.0857 | 3879.8587 | 3651.6317 | 3423.4047 | 3195.1778 | 2966.9508 | 2738.7238 | 2510.4968 | 2282.2698 | 2054.0428 | 1825.8159 | 1597.5889 | 1369.3619 | 1141.1349 | 912.9079 | 684.6809 | 456.454 | 228.227 | -2.6716e-12
Ativo Financeiro | 1493.75 | 1686.6632 | 1878.736 | 2069.965 | 4196.7739 | 6307.3097 | 8372.3471 | 10285.0768 | 12182.4799 | 14064.4289 | 14750.9272 | 15982.0073 | 15866.1132 | 15750.2191 | 15634.325 | 15518.4309 | 15402.5368 | 15286.6428 | 15170.7487 | 15054.8546 | 14938.9605 | 14823.0664 | 14707.1723 | 14591.2783 | 14475.3842 | 14359.4901 | 14243.596 | 14127.7019 | 14011.8078 | 13895.9137 | 13780.0197 | 13664.1256 | 13548.2315 | 13432.3374 | 13316.4433 | 13200.5492 | 13084.6552 | 12968.7611 | 12852.867 | 12736.9729 | 12621.0788 | 12505.1847 | 12389.2906 | 12273.3966 | 12157.5025 | 12041.6084 | 11925.7143 | 11809.8202 | 11693.9261 | 11578.0321 | 11462.138 | 11346.2439 | 11230.3498 | 11114.4557 | 10998.5616 | 10882.6676 | 10766.7735 | 10650.8794 | 10534.9853 | 10419.0912 | 10303.1971 | 10187.303 | 10071.409 | 9955.5149 | 9839.6208 | 9723.7267 | 9607.8326 | 9491.9385 | 9376.0445 | 9260.1504 | 9144.2563 | 9028.3622 | 8912.4681 | 8796.574 | 8680.6799 | 8564.7859 | 8448.8918 | 8332.9977 | 8217.1036 | 8101.2095 | 7985.3154 | 7869.4214 | 7753.5273 | 7637.6332 | 7521.7391 | 7405.845 | 7289.9509 | 7174.0568 | 7058.1628 | 6942.2687 | 6826.3746 | 6710.4805 | 6594.5864 | 6478.6923 | 6362.7983 | 6246.9042 | 6131.0101 | 6015.116 | 5899.2219 | 5783.3278 | 5667.4337 | 5551.5397 | 5435.6456 | 5319.7515 | 5203.8574 | 5087.9633 | 4972.0692 | 4856.1752 | 4740.2811 | 4624.387 | 4508.4929 | 4392.5988 | 4276.7047 | 4160.8107 | 4044.9166 | 3929.0225 | 3813.1284 | 3697.2343 | 3581.3402 | 3465.4461 | 4532.3258 | 5589.9199 | 6638.15 | 7676.9359 | 10159.2397 | 12619.19 | 15056.5908 | 17471.2426 | 19862.9422 | 22231.4828 | 23396.7872 | 24648.5141 | 24420.2871 | 24192.0602 | 23963.8332 | 23735.6062 | 23507.3792 | 23279.1522 | 23050.9252 | 22822.6983 | 22594.4713 | 22366.2443 | 22138.0173 | 21909.7903 | 21681.5634 | 21453.3364 | 21225.1094 | 20996.8824 | 20768.6554 | 20540.4284 | 20312.2015 | 20083.9745 | 19855.7475 | 19627.5205 | 19399.2935 | 19171.0665 | 18942.8396 | 18714.6126 | 18486.3856 | 18258.1586 | 18029.9316 | 17801.7046 | 17573.4777 | 17345.2507 | 17117.0237 | 16888.7967 | 16660.5697 | 16432.3427 | 16204.1158 | 15975.8888 | 15747.6618 | 15519.4348 | 15291.2078 | 15062.9809 | 14834.7539 | 14606.5269 | 14378.2999 | 14150.0729 | 13921.8459 | 13693.619 | 13465.392 | 13237.165 | 13008.938 | 12780.711 | 12552.484 | 12324.2571 | 12096.0301 | 11867.8031 | 11639.5761 | 11411.3491 | 11183.1221 | 10954.8952 | 10726.6682 | 10498.4412 | 10270.2142 | 10041.9872 | 9813.7603 | 9585.5333 | 9357.3063 | 9129.0793 | 8900.8523 | 8672.6253 | 8444.3984 | 8216.1714 | 7987.9444 | 7759.7174 | 7531.4904 | 7303.2634 | 7075.0365 | 6846.8095 | 6618.5825 | 6390.3555 | 6162.1285 | 5933.9015 | 5705.6746 | 5477.4476 | 5249.2206 | 5020.9936 | 4792.7666 | 4564.5397 | 4336.3127 | 4108.0857 | 3879.8587 | 3651.6317 | 3423.4047 | 3195.1778 | 2966.9508 | 2738.7238 | 2510.4968 | 2282.2698 | 2054.0428 | 1825.8159 | 1597.5889 | 1369.3619 | 1141.1349 | 912.9079 | 684.6809 | 456.454 | 228.227 | -2.6716e-12
(+) Investimento Acumulado | 1500 | 200 | 200 | 200 | 2151.7231 | 2151.7231 | 2122.5052 | 1985.3988 | 1985.3988 | 1985.3988 | 794.7077 | 1346.9742 | 0 | 0 | 0 | 0 | 0 | 0 | 0 | 0 | 0 | 0 | 0 | 0 | 0 | 0 | 0 | 0 | 0 | 0 | 0 | 0 | 0 | 0 | 0 | 0 | 0 | 0 | 0 | 0 | 0 | 0 | 0 | 0 | 0 | 0 | 0 | 0 | 0 | 0 | 0 | 0 | 0 | 0 | 0 | 0 | 0 | 0 | 0 | 0 | 0 | 0 | 0 | 0 | 0 | 0 | 0 | 0 | 0 | 0 | 0 | 0 | 0 | 0 | 0 | 0 | 0 | 0 | 0 | 0 | 0 | 0 | 0 | 0 | 0 | 0 | 0 | 0 | 0 | 0 | 0 | 0 | 0 | 0 | 0 | 0 | 0 | 0 | 0 | 0 | 0 | 0 | 0 | 0 | 0 | 0 | 0 | 0 | 0 | 0 | 0 | 0 | 0 | 0 | 0 | 0 | 0 | 0 | 0 | 0 | 1104.9664 | 1104.9664 | 1104.9664 | 1104.9664 | 2570.645 | 2570.645 | 2570.645 | 2570.645 | 2570.645 | 2570.645 | 1379.9539 | 1479.9539 | 0 | 0 | 0 | 0 | 0 | 0 | 0 | 0 | 0 | 0 | 0 | 0 | 0 | 0 | 0 | 0 | 0 | 0 | 0 | 0 | 0 | 0 | 0 | 0 | 0 | 0 | 0 | 0 | 0 | 0 | 0 | 0 | 0 | 0 | 0 | 0 | 0 | 0 | 0 | 0 | 0 | 0 | 0 | 0 | 0 | 0 | 0 | 0 | 0 | 0 | 0 | 0 | 0 | 0 | 0 | 0 | 0 | 0 | 0 | 0 | 0 | 0 | 0 | 0 | 0 | 0 | 0 | 0 | 0 | 0 | 0 | 0 | 0 | 0 | 0 | 0 | 0 | 0 | 0 | 0 | 0 | 0 | 0 | 0 | 0 | 0 | 0 | 0 | 0 | 0 | 0 | 0 | 0 | 0 | 0 | 0 | 0 | 0 | 0 | 0 | 0 | 0 | 0 | 0 | 0 | 0 | 0 | 0
( - ) Depreciação Acumulada | -6.25 | -7.0868 | -7.9272 | -8.771 | -24.9142 | -41.1873 | -57.4679 | -72.669 | -87.9956 | -103.4498 | -108.2093 | -115.8941 | -115.8941 | -115.8941 | -115.8941 | -115.8941 | -115.8941 | -115.8941 | -115.8941 | -115.8941 | -115.8941 | -115.8941 | -115.8941 | -115.8941 | -115.8941 | -115.8941 | -115.8941 | -115.8941 | -115.8941 | -115.8941 | -115.8941 | -115.8941 | -115.8941 | -115.8941 | -115.8941 | -115.8941 | -115.8941 | -115.8941 | -115.8941 | -115.8941 | -115.8941 | -115.8941 | -115.8941 | -115.8941 | -115.8941 | -115.8941 | -115.8941 | -115.8941 | -115.8941 | -115.8941 | -115.8941 | -115.8941 | -115.8941 | -115.8941 | -115.8941 | -115.8941 | -115.8941 | -115.8941 | -115.8941 | -115.8941 | -115.8941 | -115.8941 | -115.8941 | -115.8941 | -115.8941 | -115.8941 | -115.8941 | -115.8941 | -115.8941 | -115.8941 | -115.8941 | -115.8941 | -115.8941 | -115.8941 | -115.8941 | -115.8941 | -115.8941 | -115.8941 | -115.8941 | -115.8941 | -115.8941 | -115.8941 | -115.8941 | -115.8941 | -115.8941 | -115.8941 | -115.8941 | -115.8941 | -115.8941 | -115.8941 | -115.8941 | -115.8941 | -115.8941 | -115.8941 | -115.8941 | -115.8941 | -115.8941 | -115.8941 | -115.8941 | -115.8941 | -115.8941 | -115.8941 | -115.8941 | -115.8941 | -115.8941 | -115.8941 | -115.8941 | -115.8941 | -115.8941 | -115.8941 | -115.8941 | -115.8941 | -115.8941 | -115.8941 | -115.8941 | -115.8941 | -115.8941 | -115.8941 | -115.8941 | -115.8941 | -38.0868 | -47.3722 | -56.7363 | -66.1805 | -88.3412 | -110.6946 | -133.2442 | -155.9932 | -178.9454 | -202.1044 | -214.6494 | -228.227 | -228.227 | -228.227 | -228.227 | -228.227 | -228.227 | -228.227 | -228.227 | -228.227 | -228.227 | -228.227 | -228.227 | -228.227 | -228.227 | -228.227 | -228.227 | -228.227 | -228.227 | -228.227 | -228.227 | -228.227 | -228.227 | -228.227 | -228.227 | -228.227 | -228.227 | -228.227 | -228.227 | -228.227 | -228.227 | -228.227 | -228.227 | -228.227 | -228.227 | -228.227 | -228.227 | -228.227 | -228.227 | -228.227 | -228.227 | -228.227 | -228.227 | -228.227 | -228.227 | -228.227 | -228.227 | -228.227 | -228.227 | -228.227 | -228.227 | -228.227 | -228.227 | -228.227 | -228.227 | -228.227 | -228.227 | -228.227 | -228.227 | -228.227 | -228.227 | -228.227 | -228.227 | -228.227 | -228.227 | -228.227 | -228.227 | -228.227 | -228.227 | -228.227 | -228.227 | -228.227 | -228.227 | -228.227 | -228.227 | -228.227 | -228.227 | -228.227 | -228.227 | -228.227 | -228.227 | -228.227 | -228.227 | -228.227 | -228.227 | -228.227 | -228.227 | -228.227 | -228.227 | -228.227 | -228.227 | -228.227 | -228.227 | -228.227 | -228.227 | -228.227 | -228.227 | -228.227 | -228.227 | -228.227 | -228.227 | -228.227 | -228.227 | -228.227 | -228.227 | -228.227 | -228.227 | -228.227 | -228.227 | -228.227
2. Passivo (2.1 + 2.2 + 2.3) | 15553.8479 | 15691.478 | 15830.9142 | 15970.3493 | 17470.7887 | 18968.4706 | 20445.6975 | 21827.3575 | 23209.1654 | 24590.9299 | 25142.8469 | 26082.0111 | 26080.1385 | 26080.1385 | 26080.1385 | 26080.1385 | 26080.1385 | 26080.1385 | 26080.1385 | 25860.5531 | 26080.1385 | 26080.1385 | 26080.1385 | 26080.1385 | 26083.494 | 26086.8625 | 26090.2506 | 26093.6585 | 26097.0863 | 26100.5342 | 26104.0021 | 26107.4904 | 26110.999 | 26114.5281 | 26118.0778 | 26121.6483 | 26125.2396 | 26128.8519 | 26132.4853 | 26136.1399 | 26139.8159 | 26143.5133 | 26147.2323 | 26150.9731 | 26154.7357 | 26158.5203 | 26162.327 | 26166.1559 | 26170.0072 | 26173.881 | 26177.7775 | 26181.6966 | 26185.6387 | 26189.6038 | 26193.5921 | 26197.6036 | 26201.6386 | 26205.6972 | 26209.7795 | 26213.8856 | 26218.0157 | 26222.1699 | 26226.3484 | 26230.5513 | 26234.7788 | 26239.0309 | 26243.3079 | 26247.6099 | 26251.937 | 26256.2894 | 26260.6672 | 26265.0705 | 26269.4996 | 26273.9546 | 26278.4356 | 26282.9427 | 26287.4762 | 26292.0362 | 26296.6228 | 26301.2362 | 26305.8765 | 26310.544 | 26315.2387 | 26319.9608 | 26324.7106 | 26329.488 | 26334.2934 | 26339.1269 | 26343.9885 | 26348.8786 | 26353.7973 | 26358.7446 | 26363.7209 | 26368.7262 | 26373.7608 | 26378.8248 | 26383.9184 | 26389.0417 | 26394.1949 | 26399.3783 | 26404.5919 | 26409.836 | 26415.1107 | 26420.4162 | 26425.7527 | 26431.1204 | 26436.5195 | 26441.9501 | 26447.4124 | 26452.9066 | 26458.4329 | 26463.9915 | 26469.5825 | 26475.2062 | 26480.8628 | 26486.5524 | 26492.2752 | 26498.0315 | 26503.8214 | 6461.681 | 2504.0984 | 2500.9413 | 2497.7575 | 2494.5465 | 2487.0119 | 2479.4117 | 2471.7449 | 2464.0102 | 2456.2064 | 2448.3324 | 2444.0671 | 2440.0561 | 2440.0561 | 2440.0561 | 2440.0561 | 2440.0561 | 2440.0561 | 2440.0561 | 2440.0561 | 2440.0561 | 2440.0561 | 2440.0561 | 2440.0561 | 2440.0561 | 2440.0561 | 2440.0561 | 2440.0561 | 2440.0561 | 2440.0561 | 2440.0561 | 2440.0561 | 2440.0561 | 2440.0561 | 2440.0561 | 2440.0561 | 2440.0561 | 2440.0561 | 2440.0561 | 2440.0561 | 2440.0561 | 2440.0561 | 2440.0561 | 2440.0561 | 2440.0561 | 2440.0561 | 2440.0561 | 2440.0561 | 2440.0561 | 2440.0561 | 2440.0561 | 2440.0561 | 2440.0561 | 2440.0561 | 2440.0561 | 2440.0561 | 2440.0561 | 2440.0561 | 2440.0561 | 2440.0561 | 2440.0561 | 2440.0561 | 2440.0561 | 2440.0561 | 2440.0561 | 2440.0561 | 2440.0561 | 2440.0561 | 2440.0561 | 2440.0561 | 2440.0561 | 2440.0561 | 2440.0561 | 2440.0561 | 2440.0561 | 2440.0561 | 2440.0561 | 2440.0561 | 2440.0561 | 2440.0561 | 2440.0561 | 2440.0561 | 2440.0561 | 2440.0561 | 2440.0561 | 2440.0561 | 2440.0561 | 2440.0561 | 2440.0561 | 2440.0561 | 2440.0561 | 2440.0561 | 2440.0561 | 2440.0561 | 2440.0561 | 2440.0561 | 2440.0561 | 2440.0561 | 2440.0561 | 2440.0561 | 2440.0561 | 2440.0561 | 2440.0561 | 2440.0561 | 2440.0561 | 2440.0561 | 2440.0561 | 2440.0561 | 1833.5378 | 1712.2342 | 1712.2342 | 1712.2342 | 1712.2342 | 1712.2342 | 1712.2342 | 1712.2342 | 1712.2342 | 1712.2342 | 1712.2342 | 1712.2342 | 1495.6145
2.1 Passivo Circulante | 345.9577 | 343.5878 | 343.024 | 342.4591 | 336.6923 | 328.1681 | 319.6413 | 311.5221 | 303.5509 | 295.5363 | 291.1579 | 287.4402 | 285.5676 | 285.5676 | 285.5676 | 285.5676 | 285.5676 | 285.5676 | 285.5676 | 65.9822 | 285.5676 | 285.5676 | 285.5676 | 285.5676 | 285.5676 | 285.561 | 285.5543 | 285.5475 | 285.5407 | 285.5339 | 285.5271 | 285.5202 | 285.5132 | 285.5062 | 285.4992 | 285.4921 | 285.485 | 285.4779 | 285.4707 | 285.4635 | 285.4562 | 285.4489 | 285.4415 | 285.4341 | 285.4267 | 285.4192 | 285.4117 | 285.4041 | 285.3965 | 285.3888 | 285.3811 | 285.3733 | 285.3655 | 285.3577 | 285.3498 | 285.3419 | 285.3339 | 285.3259 | 285.3178 | 285.3097 | 285.3015 | 285.2933 | 285.285 | 285.2767 | 285.2683 | 285.2599 | 285.2514 | 285.2429 | 285.2344 | 285.2258 | 285.2171 | 285.2084 | 285.1996 | 285.1908 | 285.182 | 285.173 | 285.1641 | 285.155 | 285.146 | 285.1368 | 285.1277 | 285.1184 | 285.1091 | 285.0998 | 285.0904 | 285.0809 | 285.0714 | 285.0619 | 285.0523 | 285.0426 | 285.0329 | 285.0231 | 285.0132 | 285.0033 | 284.9934 | 284.9833 | 284.9733 | 284.9631 | 284.9529 | 284.9427 | 284.9324 | 284.922 | 284.9116 | 284.9011 | 284.8905 | 284.8799 | 284.8692 | 284.8585 | 284.8476 | 284.8368 | 284.8258 | 284.8148 | 284.8038 | 284.7927 | 284.7815 | 284.7702 | 284.7589 | 284.7475 | 284.736 | 281.7588 | 333.1757 | 330.0187 | 326.8349 | 323.6239 | 316.0892 | 308.4891 | 300.8222 | 293.0875 | 285.2838 | 277.4098 | 273.1444 | 269.1335 | 269.1335 | 269.1335 | 269.1335 | 269.1335 | 269.1335 | 269.1335 | 269.1335 | 269.1335 | 269.1335 | 269.1335 | 269.1335 | 269.1335 | 269.1335 | 269.1335 | 269.1335 | 269.1335 | 269.1335 | 269.1335 | 269.1335 | 269.1335 | 269.1335 | 269.1335 | 269.1335 | 269.1335 | 269.1335 | 269.1335 | 269.1335 | 269.1335 | 269.1335 | 269.1335 | 269.1335 | 269.1335 | 269.1335 | 269.1335 | 269.1335 | 269.1335 | 269.1335 | 269.1335 | 269.1335 | 269.1335 | 269.1335 | 269.1335 | 269.1335 | 269.1335 | 269.1335 | 269.1335 | 269.1335 | 269.1335 | 269.1335 | 269.1335 | 269.1335 | 269.1335 | 269.1335 | 269.1335 | 269.1335 | 269.1335 | 269.1335 | 269.1335 | 269.1335 | 269.1335 | 269.1335 | 269.1335 | 269.1335 | 269.1335 | 269.1335 | 269.1335 | 269.1335 | 269.1335 | 269.1335 | 269.1335 | 269.1335 | 269.1335 | 269.1335 | 269.1335 | 269.1335 | 269.1335 | 269.1335 | 269.1335 | 269.1335 | 269.1335 | 269.1335 | 269.1335 | 269.1335 | 269.1335 | 269.1335 | 269.1335 | 269.1335 | 269.1335 | 269.1335 | 269.1335 | 269.1335 | 269.1335 | 269.1335 | 269.1335 | 269.1335 | 269.1335 | 269.1335 | 269.1335 | 269.1335 | 269.1335 | 269.1335 | 269.1335 | 269.1335 | 269.1335 | 269.1335 | 269.1335 | 269.1335 | 52.5138
(+) Contas a Pagar | 219.5854 | 219.5854 | 219.5854 | 219.5854 | 219.5854 | 219.5854 | 219.5854 | 219.5854 | 219.5854 | 219.5854 | 219.5854 | 219.5854 | 219.5854 | 219.5854 | 219.5854 | 219.5854 | 219.5854 | 219.5854 | 219.5854 | 0 | 219.5854 | 219.5854 | 219.5854 | 219.5854 | 219.5854 | 219.5854 | 219.5854 | 219.5854 | 219.5854 | 219.5854 | 219.5854 | 219.5854 | 219.5854 | 219.5854 | 219.5854 | 219.5854 | 219.5854 | 219.5854 | 219.5854 | 219.5854 | 219.5854 | 219.5854 | 219.5854 | 219.5854 | 219.5854 | 219.5854 | 219.5854 | 219.5854 | 219.5854 | 219.5854 | 219.5854 | 219.5854 | 219.5854 | 219.5854 | 219.5854 | 219.5854 | 219.5854 | 219.5854 | 219.5854 | 219.5854 | 219.5854 | 219.5854 | 219.5854 | 219.5854 | 219.5854 | 219.5854 | 219.5854 | 219.5854 | 219.5854 | 219.5854 | 219.5854 | 219.5854 | 219.5854 | 219.5854 | 219.5854 | 219.5854 | 219.5854 | 219.5854 | 219.5854 | 219.5854 | 219.5854 | 219.5854 | 219.5854 | 219.5854 | 219.5854 | 219.5854 | 219.5854 | 219.5854 | 219.5854 | 219.5854 | 219.5854 | 219.5854 | 219.5854 | 219.5854 | 219.5854 | 219.5854 | 219.5854 | 219.5854 | 219.5854 | 219.5854 | 219.5854 | 219.5854 | 219.5854 | 219.5854 | 219.5854 | 219.5854 | 219.5854 | 219.5854 | 219.5854 | 219.5854 | 219.5854 | 219.5854 | 219.5854 | 219.5854 | 219.5854 | 219.5854 | 219.5854 | 219.5854 | 219.5854 | 216.6197 | 216.6197 | 216.6197 | 216.6197 | 216.6197 | 216.6197 | 216.6197 | 216.6197 | 216.6197 | 216.6197 | 216.6197 | 216.6197 | 216.6197 | 216.6197 | 216.6197 | 216.6197 | 216.6197 | 216.6197 | 216.6197 | 216.6197 | 216.6197 | 216.6197 | 216.6197 | 216.6197 | 216.6197 | 216.6197 | 216.6197 | 216.6197 | 216.6197 | 216.6197 | 216.6197 | 216.6197 | 216.6197 | 216.6197 | 216.6197 | 216.6197 | 216.6197 | 216.6197 | 216.6197 | 216.6197 | 216.6197 | 216.6197 | 216.6197 | 216.6197 | 216.6197 | 216.6197 | 216.6197 | 216.6197 | 216.6197 | 216.6197 | 216.6197 | 216.6197 | 216.6197 | 216.6197 | 216.6197 | 216.6197 | 216.6197 | 216.6197 | 216.6197 | 216.6197 | 216.6197 | 216.6197 | 216.6197 | 216.6197 | 216.6197 | 216.6197 | 216.6197 | 216.6197 | 216.6197 | 216.6197 | 216.6197 | 216.6197 | 216.6197 | 216.6197 | 216.6197 | 216.6197 | 216.6197 | 216.6197 | 216.6197 | 216.6197 | 216.6197 | 216.6197 | 216.6197 | 216.6197 | 216.6197 | 216.6197 | 216.6197 | 216.6197 | 216.6197 | 216.6197 | 216.6197 | 216.6197 | 216.6197 | 216.6197 | 216.6197 | 216.6197 | 216.6197 | 216.6197 | 216.6197 | 216.6197 | 216.6197 | 216.6197 | 216.6197 | 216.6197 | 216.6197 | 216.6197 | 216.6197 | 216.6197 | 216.6197 | 216.6197 | 216.6197 | 216.6197 | 216.6197 | 216.6197 | 216.6197 | 216.6197 | 216.6197 | 216.6197 | 216.6197 | 216.6197 | 0
(+) Tributos a Pagar | 126.3722 | 124.0023 | 123.4386 | 122.8736 | 117.1069 | 108.5826 | 100.0558 | 91.9367 | 83.9655 | 75.9509 | 71.5724 | 67.8548 | 65.9822 | 65.9822 | 65.9822 | 65.9822 | 65.9822 | 65.9822 | 65.9822 | 65.9822 | 65.9822 | 65.9822 | 65.9822 | 65.9822 | 65.9822 | 65.9755 | 65.9688 | 65.9621 | 65.9553 | 65.9485 | 65.9416 | 65.9347 | 65.9278 | 65.9208 | 65.9138 | 65.9067 | 65.8996 | 65.8925 | 65.8853 | 65.878 | 65.8708 | 65.8634 | 65.8561 | 65.8487 | 65.8412 | 65.8338 | 65.8262 | 65.8187 | 65.811 | 65.8034 | 65.7957 | 65.7879 | 65.7801 | 65.7723 | 65.7644 | 65.7564 | 65.7485 | 65.7404 | 65.7323 | 65.7242 | 65.7161 | 65.7078 | 65.6996 | 65.6912 | 65.6829 | 65.6745 | 65.666 | 65.6575 | 65.6489 | 65.6403 | 65.6317 | 65.623 | 65.6142 | 65.6054 | 65.5965 | 65.5876 | 65.5786 | 65.5696 | 65.5605 | 65.5514 | 65.5422 | 65.533 | 65.5237 | 65.5144 | 65.505 | 65.4955 | 65.486 | 65.4764 | 65.4668 | 65.4571 | 65.4474 | 65.4376 | 65.4278 | 65.4179 | 65.4079 | 65.3979 | 65.3878 | 65.3777 | 65.3675 | 65.3572 | 65.3469 | 65.3365 | 65.3261 | 65.3156 | 65.3051 | 65.2944 | 65.2838 | 65.273 | 65.2622 | 65.2513 | 65.2404 | 65.2294 | 65.2183 | 65.2072 | 65.196 | 65.1848 | 65.1734 | 65.1621 | 65.1506 | 65.1391 | 116.5561 | 113.399 | 110.2152 | 107.0042 | 99.4696 | 91.8694 | 84.2026 | 76.4679 | 68.6641 | 60.7901 | 56.5248 | 52.5138 | 52.5138 | 52.5138 | 52.5138 | 52.5138 | 52.5138 | 52.5138 | 52.5138 | 52.5138 | 52.5138 | 52.5138 | 52.5138 | 52.5138 | 52.5138 | 52.5138 | 52.5138 | 52.5138 | 52.5138 | 52.5138 | 52.5138 | 52.5138 | 52.5138 | 52.5138 | 52.5138 | 52.5138 | 52.5138 | 52.5138 | 52.5138 | 52.5138 | 52.5138 | 52.5138 | 52.5138 | 52.5138 | 52.5138 | 52.5138 | 52.5138 | 52.5138 | 52.5138 | 52.5138 | 52.5138 | 52.5138 | 52.5138 | 52.5138 | 52.5138 | 52.5138 | 52.5138 | 52.5138 | 52.5138 | 52.5138 | 52.5138 | 52.5138 | 52.5138 | 52.5138 | 52.5138 | 52.5138 | 52.5138 | 52.5138 | 52.5138 | 52.5138 | 52.5138 | 52.5138 | 52.5138 | 52.5138 | 52.5138 | 52.5138 | 52.5138 | 52.5138 | 52.5138 | 52.5138 | 52.5138 | 52.5138 | 52.5138 | 52.5138 | 52.5138 | 52.5138 | 52.5138 | 52.5138 | 52.5138 | 52.5138 | 52.5138 | 52.5138 | 52.5138 | 52.5138 | 52.5138 | 52.5138 | 52.5138 | 52.5138 | 52.5138 | 52.5138 | 52.5138 | 52.5138 | 52.5138 | 52.5138 | 52.5138 | 52.5138 | 52.5138 | 52.5138 | 52.5138 | 52.5138 | 52.5138 | 52.5138 | 52.5138 | 52.5138 | 52.5138 | 52.5138 | 52.5138 | 52.5138 | 52.5138 | 52.5138
2.2 Exigível a Longo Prazo | 1050 | 1190 | 1330 | 1470 | 2976.2062 | 4482.4124 | 5968.166 | 7357.9452 | 8747.7243 | 10137.5034 | 10693.7988 | 11636.6807 | 11636.6807 | 11636.6807 | 11636.6807 | 11636.6807 | 11636.6807 | 11636.6807 | 11636.6807 | 11636.6807 | 11636.6807 | 11636.6807 | 11636.6807 | 11636.6807 | 11640.0362 | 11643.4113 | 11646.8061 | 11650.2208 | 11653.6554 | 11657.11 | 11660.5849 | 11664.08 | 11667.5956 | 11671.1317 | 11674.6884 | 11678.2659 | 11681.8644 | 11685.4838 | 11689.1244 | 11692.7862 | 11696.4695 | 11700.1742 | 11703.9006 | 11707.6488 | 11711.4188 | 11715.2109 | 11719.0251 | 11722.8616 | 11726.7206 | 11730.602 | 11734.5062 | 11738.4331 | 11742.383 | 11746.3559 | 11750.3521 | 11754.3716 | 11758.4145 | 11762.4811 | 11766.5715 | 11770.6857 | 11774.824 | 11778.9865 | 11783.1732 | 11787.3844 | 11791.6203 | 11795.8808 | 11800.1663 | 11804.4767 | 11808.8124 | 11813.1734 | 11817.5598 | 11821.9719 | 11826.4098 | 11830.8736 | 11835.3634 | 11839.8795 | 11844.4219 | 11848.9909 | 11853.5866 | 11858.2091 | 11862.8587 | 11867.5354 | 11872.2394 | 11876.9708 | 11881.73 | 11886.5169 | 11891.3318 | 11896.1748 | 11901.0461 | 11905.9458 | 11910.8742 | 11915.8313 | 11920.8175 | 11925.8327 | 11930.8772 | 11935.9513 | 11941.0549 | 11946.1884 | 11951.3518 | 11956.5454 | 11961.7693 | 11967.0238 | 11972.3089 | 11977.625 | 11982.972 | 11988.3503 | 11993.7601 | 11999.2014 | 12004.6745 | 12010.1796 | 12015.7168 | 12021.2864 | 12026.8885 | 12032.5234 | 12038.1911 | 12043.892 | 12049.6261 | 12055.3938 | 12061.1951 | 12067.0304 | 12067.0304 | 12067.0304 | 12067.0304 | 12067.0304 | 12067.0304 | 12067.0304 | 12067.0304 | 12067.0304 | 12067.0304 | 12067.0304 | 12067.0304 | 12067.0304 | 12067.0304 | 12067.0304 | 12067.0304 | 12067.0304 | 12067.0304 | 12067.0304 | 12067.0304 | 12067.0304 | 12067.0304 | 12067.0304 | 12067.0304 | 12067.0304 | 12067.0304 | 12067.0304 | 12067.0304 | 12067.0304 | 12067.0304 | 12067.0304 | 12067.0304 | 12067.0304 | 12067.0304 | 12067.0304 | 12067.0304 | 12067.0304 | 12067.0304 | 12067.0304 | 12067.0304 | 12067.0304 | 12067.0304 | 12067.0304 | 12067.0304 | 12067.0304 | 12067.0304 | 12067.0304 | 12067.0304 | 12067.0304 | 12067.0304 | 12067.0304 | 12067.0304 | 12067.0304 | 12067.0304 | 12067.0304 | 12067.0304 | 12067.0304 | 12067.0304 | 12067.0304 | 12067.0304 | 12067.0304 | 12067.0304 | 12067.0304 | 12067.0304 | 12067.0304 | 12067.0304 | 12067.0304 | 12067.0304 | 12067.0304 | 12067.0304 | 12067.0304 | 12067.0304 | 12067.0304 | 12067.0304 | 12067.0304 | 12067.0304 | 12067.0304 | 12067.0304 | 12067.0304 | 12067.0304 | 12067.0304 | 12067.0304 | 12067.0304 | 12067.0304 | 12067.0304 | 12067.0304 | 12067.0304 | 12067.0304 | 12067.0304 | 12067.0304 | 12067.0304 | 12067.0304 | 12067.0304 | 12067.0304 | 12067.0304 | 12067.0304 | 12067.0304 | 12067.0304 | 12067.0304 | 12067.0304 | 12067.0304 | 12067.0304 | 12067.0304 | 12067.0304 | 12067.0304 | 12067.0304 | 12067.0304 | 12067.0304 | 12067.0304 | 12067.0304 | 12067.0304 | 12067.0304 | 12067.0304 | 12067.0304 | 12067.0304 | 12067.0304 | 12067.0304 | 12067.0304 | 12067.0304 | 12067.0304 | 12067.0304
(+) Impostos Diferidos | 0 | 0 | 0 | 0 | 0 | 0 | 0 | 0 | 0 | 0 | 0 | 0 | 0 | 0 | 0 | 0 | 0 | 0 | 0 | 0 | 0 | 0 | 0 | 0 | 0 | 0 | 0 | 0 | 0 | 0 | 0 | 0 | 0 | 0 | 0 | 0 | 0 | 0 | 0 | 0 | 0 | 0 | 0 | 0 | 0 | 0 | 0 | 0 | 0 | 0 | 0 | 0 | 0 | 0 | 0 | 0 | 0 | 0 | 0 | 0 | 0 | 0 | 0 | 0 | 0 | 0 | 0 | 0 | 0 | 0 | 0 | 0 | 0 | 0 | 0 | 0 | 0 | 0 | 0 | 0 | 0 | 0 | 0 | 0 | 0 | 0 | 0 | 0 | 0 | 0 | 0 | 0 | 0 | 0 | 0 | 0 | 0 | 0 | 0 | 0 | 0 | 0 | 0 | 0 | 0 | 0 | 0 | 0 | 0 | 0 | 0 | 0 | 0 | 0 | 0 | 0 | 0 | 0 | 0 | 0 | 0 | 0 | 0 | 0 | 0 | 0 | 0 | 0 | 0 | 0 | 0 | 0 | 0 | 0 | 0 | 0 | 0 | 0 | 0 | 0 | 0 | 0 | 0 | 0 | 0 | 0 | 0 | 0 | 0 | 0 | 0 | 0 | 0 | 0 | 0 | 0 | 0 | 0 | 0 | 0 | 0 | 0 | 0 | 0 | 0 | 0 | 0 | 0 | 0 | 0 | 0 | 0 | 0 | 0 | 0 | 0 | 0 | 0 | 0 | 0 | 0 | 0 | 0 | 0 | 0 | 0 | 0 | 0 | 0 | 0 | 0 | 0 | 0 | 0 | 0 | 0 | 0 | 0 | 0 | 0 | 0 | 0 | 0 | 0 | 0 | 0 | 0 | 0 | 0 | 0 | 0 | 0 | 0 | 0 | 0 | 0 | 0 | 0 | 0 | 0 | 0 | 0 | 0 | 0 | 0 | 0 | 0 | 0 | 0 | 0 | 0 | 0 | 0 | 0 | 0 | 0 | 0 | 0 | 0 | 0
(+) Financiamentos | 1050 | 1190 | 1330 | 1470 | 2976.2062 | 4482.4124 | 5968.166 | 7357.9452 | 8747.7243 | 10137.5034 | 10693.7988 | 11636.6807 | 11636.6807 | 11636.6807 | 11636.6807 | 11636.6807 | 11636.6807 | 11636.6807 | 11636.6807 | 11636.6807 | 11636.6807 | 11636.6807 | 11636.6807 | 11636.6807 | 11640.0362 | 11643.4113 | 11646.8061 | 11650.2208 | 11653.6554 | 11657.11 | 11660.5849 | 11664.08 | 11667.5956 | 11671.1317 | 11674.6884 | 11678.2659 | 11681.8644 | 11685.4838 | 11689.1244 | 11692.7862 | 11696.4695 | 11700.1742 | 11703.9006 | 11707.6488 | 11711.4188 | 11715.2109 | 11719.0251 | 11722.8616 | 11726.7206 | 11730.602 | 11734.5062 | 11738.4331 | 11742.383 | 11746.3559 | 11750.3521 | 11754.3716 | 11758.4145 | 11762.4811 | 11766.5715 | 11770.6857 | 11774.824 | 11778.9865 | 11783.1732 | 11787.3844 | 11791.6203 | 11795.8808 | 11800.1663 | 11804.4767 | 11808.8124 | 11813.1734 | 11817.5598 | 11821.9719 | 11826.4098 | 11830.8736 | 11835.3634 | 11839.8795 | 11844.4219 | 11848.9909 | 11853.5866 | 11858.2091 | 11862.8587 | 11867.5354 | 11872.2394 | 11876.9708 | 11881.73 | 11886.5169 | 11891.3318 | 11896.1748 | 11901.0461 | 11905.9458 | 11910.8742 | 11915.8313 | 11920.8175 | 11925.8327 | 11930.8772 | 11935.9513 | 11941.0549 | 11946.1884 | 11951.3518 | 11956.5454 | 11961.7693 | 11967.0238 | 11972.3089 | 11977.625 | 11982.972 | 11988.3503 | 11993.7601 | 11999.2014 | 12004.6745 | 12010.1796 | 12015.7168 | 12021.2864 | 12026.8885 | 12032.5234 | 12038.1911 | 12043.892 | 12049.6261 | 12055.3938 | 12061.1951 | 12067.0304 | 12067.0304 | 12067.0304 | 12067.0304 | 12067.0304 | 12067.0304 | 12067.0304 | 12067.0304 | 12067.0304 | 12067.0304 | 12067.0304 | 12067.0304 | 12067.0304 | 12067.0304 | 12067.0304 | 12067.0304 | 12067.0304 | 12067.0304 | 12067.0304 | 12067.0304 | 12067.0304 | 12067.0304 | 12067.0304 | 12067.0304 | 12067.0304 | 12067.0304 | 12067.0304 | 12067.0304 | 12067.0304 | 12067.0304 | 12067.0304 | 12067.0304 | 12067.0304 | 12067.0304 | 12067.0304 | 12067.0304 | 12067.0304 | 12067.0304 | 12067.0304 | 12067.0304 | 12067.0304 | 12067.0304 | 12067.0304 | 12067.0304 | 12067.0304 | 12067.0304 | 12067.0304 | 12067.0304 | 12067.0304 | 12067.0304 | 12067.0304 | 12067.0304 | 12067.0304 | 12067.0304 | 12067.0304 | 12067.0304 | 12067.0304 | 12067.0304 | 12067.0304 | 12067.0304 | 12067.0304 | 12067.0304 | 12067.0304 | 12067.0304 | 12067.0304 | 12067.0304 | 12067.0304 | 12067.0304 | 12067.0304 | 12067.0304 | 12067.0304 | 12067.0304 | 12067.0304 | 12067.0304 | 12067.0304 | 12067.0304 | 12067.0304 | 12067.0304 | 12067.0304 | 12067.0304 | 12067.0304 | 12067.0304 | 12067.0304 | 12067.0304 | 12067.0304 | 12067.0304 | 12067.0304 | 12067.0304 | 12067.0304 | 12067.0304 | 12067.0304 | 12067.0304 | 12067.0304 | 12067.0304 | 12067.0304 | 12067.0304 | 12067.0304 | 12067.0304 | 12067.0304 | 12067.0304 | 12067.0304 | 12067.0304 | 12067.0304 | 12067.0304 | 12067.0304 | 12067.0304 | 12067.0304 | 12067.0304 | 12067.0304 | 12067.0304 | 12067.0304 | 12067.0304 | 12067.0304 | 12067.0304 | 12067.0304 | 12067.0304 | 12067.0304 | 12067.0304 | 12067.0304 | 12067.0304 | 12067.0304
2.3 Patrimônio Líquido | 14157.8902 | 14157.8902 | 14157.8902 | 14157.8902 | 14157.8902 | 14157.8902 | 14157.8902 | 14157.8902 | 14157.8902 | 14157.8902 | 14157.8902 | 14157.8902 | 14157.8902 | 14157.8902 | 14157.8902 | 14157.8902 | 14157.8902 | 14157.8902 | 14157.8902 | 14157.8902 | 14157.8902 | 14157.8902 | 14157.8902 | 14157.8902 | 14157.8902 | 14157.8902 | 14157.8902 | 14157.8902 | 14157.8902 | 14157.8902 | 14157.8902 | 14157.8902 | 14157.8902 | 14157.8902 | 14157.8902 | 14157.8902 | 14157.8902 | 14157.8902 | 14157.8902 | 14157.8902 | 14157.8902 | 14157.8902 | 14157.8902 | 14157.8902 | 14157.8902 | 14157.8902 | 14157.8902 | 14157.8902 | 14157.8902 | 14157.8902 | 14157.8902 | 14157.8902 | 14157.8902 | 14157.8902 | 14157.8902 | 14157.8902 | 14157.8902 | 14157.8902 | 14157.8902 | 14157.8902 | 14157.8902 | 14157.8902 | 14157.8902 | 14157.8902 | 14157.8902 | 14157.8902 | 14157.8902 | 14157.8902 | 14157.8902 | 14157.8902 | 14157.8902 | 14157.8902 | 14157.8902 | 14157.8902 | 14157.8902 | 14157.8902 | 14157.8902 | 14157.8902 | 14157.8902 | 14157.8902 | 14157.8902 | 14157.8902 | 14157.8902 | 14157.8902 | 14157.8902 | 14157.8902 | 14157.8902 | 14157.8902 | 14157.8902 | 14157.8902 | 14157.8902 | 14157.8902 | 14157.8902 | 14157.8902 | 14157.8902 | 14157.8902 | 14157.8902 | 14157.8902 | 14157.8902 | 14157.8902 | 14157.8902 | 14157.8902 | 14157.8902 | 14157.8902 | 14157.8902 | 14157.8902 | 14157.8902 | 14157.8902 | 14157.8902 | 14157.8902 | 14157.8902 | 14157.8902 | 14157.8902 | 14157.8902 | 14157.8902 | 14157.8902 | 14157.8902 | 14157.8902 | 14157.8902 | -5887.1081 | -9896.1077 | -9896.1077 | -9896.1077 | -9896.1077 | -9896.1077 | -9896.1077 | -9896.1077 | -9896.1077 | -9896.1077 | -9896.1077 | -9896.1077 | -9896.1077 | -9896.1077 | -9896.1077 | -9896.1077 | -9896.1077 | -9896.1077 | -9896.1077 | -9896.1077 | -9896.1077 | -9896.1077 | -9896.1077 | -9896.1077 | -9896.1077 | -9896.1077 | -9896.1077 | -9896.1077 | -9896.1077 | -9896.1077 | -9896.1077 | -9896.1077 | -9896.1077 | -9896.1077 | -9896.1077 | -9896.1077 | -9896.1077 | -9896.1077 | -9896.1077 | -9896.1077 | -9896.1077 | -9896.1077 | -9896.1077 | -9896.1077 | -9896.1077 | -9896.1077 | -9896.1077 | -9896.1077 | -9896.1077 | -9896.1077 | -9896.1077 | -9896.1077 | -9896.1077 | -9896.1077 | -9896.1077 | -9896.1077 | -9896.1077 | -9896.1077 | -9896.1077 | -9896.1077 | -9896.1077 | -9896.1077 | -9896.1077 | -9896.1077 | -9896.1077 | -9896.1077 | -9896.1077 | -9896.1077 | -9896.1077 | -9896.1077 | -9896.1077 | -9896.1077 | -9896.1077 | -9896.1077 | -9896.1077 | -9896.1077 | -9896.1077 | -9896.1077 | -9896.1077 | -9896.1077 | -9896.1077 | -9896.1077 | -9896.1077 | -9896.1077 | -9896.1077 | -9896.1077 | -9896.1077 | -9896.1077 | -9896.1077 | -9896.1077 | -9896.1077 | -9896.1077 | -9896.1077 | -9896.1077 | -9896.1077 | -9896.1077 | -9896.1077 | -9896.1077 | -9896.1077 | -9896.1077 | -9896.1077 | -9896.1077 | -9896.1077 | -9896.1077 | -9896.1077 | -9896.1077 | -9896.1077 | -9896.1077 | -10502.626 | -10623.9296 | -10623.9296 | -10623.9296 | -10623.9296 | -10623.9296 | -10623.9296 | -10623.9296 | -10623.9296 | -10623.9296 | -10623.9296 | -10623.9296 | -10623.9296
(+) Capital Social | 11798.2418 | 11798.2418 | 11798.2418 | 11798.2418 | 11798.2418 | 11798.2418 | 11798.2418 | 11798.2418 | 11798.2418 | 11798.2418 | 11798.2418 | 11798.2418 | 11798.2418 | 11798.2418 | 11798.2418 | 11798.2418 | 11798.2418 | 11798.2418 | 11798.2418 | 11798.2418 | 11798.2418 | 11798.2418 | 11798.2418 | 11798.2418 | 11798.2418 | 11798.2418 | 11798.2418 | 11798.2418 | 11798.2418 | 11798.2418 | 11798.2418 | 11798.2418 | 11798.2418 | 11798.2418 | 11798.2418 | 11798.2418 | 11798.2418 | 11798.2418 | 11798.2418 | 11798.2418 | 11798.2418 | 11798.2418 | 11798.2418 | 11798.2418 | 11798.2418 | 11798.2418 | 11798.2418 | 11798.2418 | 11798.2418 | 11798.2418 | 11798.2418 | 11798.2418 | 11798.2418 | 11798.2418 | 11798.2418 | 11798.2418 | 11798.2418 | 11798.2418 | 11798.2418 | 11798.2418 | 11798.2418 | 11798.2418 | 11798.2418 | 11798.2418 | 11798.2418 | 11798.2418 | 11798.2418 | 11798.2418 | 11798.2418 | 11798.2418 | 11798.2418 | 11798.2418 | 11798.2418 | 11798.2418 | 11798.2418 | 11798.2418 | 11798.2418 | 11798.2418 | 11798.2418 | 11798.2418 | 11798.2418 | 11798.2418 | 11798.2418 | 11798.2418 | 11798.2418 | 11798.2418 | 11798.2418 | 11798.2418 | 11798.2418 | 11798.2418 | 11798.2418 | 11798.2418 | 11798.2418 | 11798.2418 | 11798.2418 | 11798.2418 | 11798.2418 | 11798.2418 | 11798.2418 | 11798.2418 | 11798.2418 | 11798.2418 | 11798.2418 | 11798.2418 | 11798.2418 | 11798.2418 | 11798.2418 | 11798.2418 | 11798.2418 | 11798.2418 | 11798.2418 | 11798.2418 | 11798.2418 | 11798.2418 | 11798.2418 | 11798.2418 | 11798.2418 | 11798.2418 | 11798.2418 | -8246.7564 | -8246.7564 | -8246.7564 | -8246.7564 | -8246.7564 | -8246.7564 | -8246.7564 | -8246.7564 | -8246.7564 | -8246.7564 | -8246.7564 | -8246.7564 | -8246.7564 | -8246.7564 | -8246.7564 | -8246.7564 | -8246.7564 | -8246.7564 | -8246.7564 | -8246.7564 | -8246.7564 | -8246.7564 | -8246.7564 | -8246.7564 | -8246.7564 | -8246.7564 | -8246.7564 | -8246.7564 | -8246.7564 | -8246.7564 | -8246.7564 | -8246.7564 | -8246.7564 | -8246.7564 | -8246.7564 | -8246.7564 | -8246.7564 | -8246.7564 | -8246.7564 | -8246.7564 | -8246.7564 | -8246.7564 | -8246.7564 | -8246.7564 | -8246.7564 | -8246.7564 | -8246.7564 | -8246.7564 | -8246.7564 | -8246.7564 | -8246.7564 | -8246.7564 | -8246.7564 | -8246.7564 | -8246.7564 | -8246.7564 | -8246.7564 | -8246.7564 | -8246.7564 | -8246.7564 | -8246.7564 | -8246.7564 | -8246.7564 | -8246.7564 | -8246.7564 | -8246.7564 | -8246.7564 | -8246.7564 | -8246.7564 | -8246.7564 | -8246.7564 | -8246.7564 | -8246.7564 | -8246.7564 | -8246.7564 | -8246.7564 | -8246.7564 | -8246.7564 | -8246.7564 | -8246.7564 | -8246.7564 | -8246.7564 | -8246.7564 | -8246.7564 | -8246.7564 | -8246.7564 | -8246.7564 | -8246.7564 | -8246.7564 | -8246.7564 | -8246.7564 | -8246.7564 | -8246.7564 | -8246.7564 | -8246.7564 | -8246.7564 | -8246.7564 | -8246.7564 | -8246.7564 | -8246.7564 | -8246.7564 | -8246.7564 | -8246.7564 | -8246.7564 | -8246.7564 | -8246.7564 | -8246.7564 | -8246.7564 | -8853.2747 | -8853.2747 | -8853.2747 | -8853.2747 | -8853.2747 | -8853.2747 | -8853.2747 | -8853.2747 | -8853.2747 | -8853.2747 | -8853.2747 | -8853.2747 | -8853.2747
(+) Reserva Legal | 2359.6484 | 2359.6484 | 2359.6484 | 2359.6484 | 2359.6484 | 2359.6484 | 2359.6484 | 2359.6484 | 2359.6484 | 2359.6484 | 2359.6484 | 2359.6484 | 2359.6484 | 2359.6484 | 2359.6484 | 2359.6484 | 2359.6484 | 2359.6484 | 2359.6484 | 2359.6484 | 2359.6484 | 2359.6484 | 2359.6484 | 2359.6484 | 2359.6484 | 2359.6484 | 2359.6484 | 2359.6484 | 2359.6484 | 2359.6484 | 2359.6484 | 2359.6484 | 2359.6484 | 2359.6484 | 2359.6484 | 2359.6484 | 2359.6484 | 2359.6484 | 2359.6484 | 2359.6484 | 2359.6484 | 2359.6484 | 2359.6484 | 2359.6484 | 2359.6484 | 2359.6484 | 2359.6484 | 2359.6484 | 2359.6484 | 2359.6484 | 2359.6484 | 2359.6484 | 2359.6484 | 2359.6484 | 2359.6484 | 2359.6484 | 2359.6484 | 2359.6484 | 2359.6484 | 2359.6484 | 2359.6484 | 2359.6484 | 2359.6484 | 2359.6484 | 2359.6484 | 2359.6484 | 2359.6484 | 2359.6484 | 2359.6484 | 2359.6484 | 2359.6484 | 2359.6484 | 2359.6484 | 2359.6484 | 2359.6484 | 2359.6484 | 2359.6484 | 2359.6484 | 2359.6484 | 2359.6484 | 2359.6484 | 2359.6484 | 2359.6484 | 2359.6484 | 2359.6484 | 2359.6484 | 2359.6484 | 2359.6484 | 2359.6484 | 2359.6484 | 2359.6484 | 2359.6484 | 2359.6484 | 2359.6484 | 2359.6484 | 2359.6484 | 2359.6484 | 2359.6484 | 2359.6484 | 2359.6484 | 2359.6484 | 2359.6484 | 2359.6484 | 2359.6484 | 2359.6484 | 2359.6484 | 2359.6484 | 2359.6484 | 2359.6484 | 2359.6484 | 2359.6484 | 2359.6484 | 2359.6484 | 2359.6484 | 2359.6484 | 2359.6484 | 2359.6484 | 2359.6484 | 2359.6484 | 2359.6484 | -1649.3513 | -1649.3513 | -1649.3513 | -1649.3513 | -1649.3513 | -1649.3513 | -1649.3513 | -1649.3513 | -1649.3513 | -1649.3513 | -1649.3513 | -1649.3513 | -1649.3513 | -1649.3513 | -1649.3513 | -1649.3513 | -1649.3513 | -1649.3513 | -1649.3513 | -1649.3513 | -1649.3513 | -1649.3513 | -1649.3513 | -1649.3513 | -1649.3513 | -1649.3513 | -1649.3513 | -1649.3513 | -1649.3513 | -1649.3513 | -1649.3513 | -1649.3513 | -1649.3513 | -1649.3513 | -1649.3513 | -1649.3513 | -1649.3513 | -1649.3513 | -1649.3513 | -1649.3513 | -1649.3513 | -1649.3513 | -1649.3513 | -1649.3513 | -1649.3513 | -1649.3513 | -1649.3513 | -1649.3513 | -1649.3513 | -1649.3513 | -1649.3513 | -1649.3513 | -1649.3513 | -1649.3513 | -1649.3513 | -1649.3513 | -1649.3513 | -1649.3513 | -1649.3513 | -1649.3513 | -1649.3513 | -1649.3513 | -1649.3513 | -1649.3513 | -1649.3513 | -1649.3513 | -1649.3513 | -1649.3513 | -1649.3513 | -1649.3513 | -1649.3513 | -1649.3513 | -1649.3513 | -1649.3513 | -1649.3513 | -1649.3513 | -1649.3513 | -1649.3513 | -1649.3513 | -1649.3513 | -1649.3513 | -1649.3513 | -1649.3513 | -1649.3513 | -1649.3513 | -1649.3513 | -1649.3513 | -1649.3513 | -1649.3513 | -1649.3513 | -1649.3513 | -1649.3513 | -1649.3513 | -1649.3513 | -1649.3513 | -1649.3513 | -1649.3513 | -1649.3513 | -1649.3513 | -1649.3513 | -1649.3513 | -1649.3513 | -1649.3513 | -1649.3513 | -1649.3513 | -1649.3513 | -1649.3513 | -1649.3513 | -1770.6549 | -1770.6549 | -1770.6549 | -1770.6549 | -1770.6549 | -1770.6549 | -1770.6549 | -1770.6549 | -1770.6549 | -1770.6549 | -1770.6549 | -1770.6549
Note on A20: Felipe Andrade Lucci: Conforme apresentado no RL, não foram consideradas receitas de BCE.
Note on A22: Felipe Andrade Lucci: Conforme apresentado no RL, não foram consideradas receitas de negócios acessórios.
Note on A77: Felipe Lucci: Não haverá
Projeto para Estruturação da PPP de Eficiência Energética
CATALÃO/GO

## VfM no tempo
Vfm
#REF!
Ano | 1 | 1 | 1 | 1 | 1 | 1 | 1 | 1 | 1 | 1 | 1 | 1 | 2 | 2 | 2 | 2 | 2 | 2 | 2 | 2 | 2 | 2 | 2 | 2 | 3 | 3 | 3 | 3 | 3 | 3 | 3 | 3 | 3 | 3 | 3 | 3 | 4 | 4 | 4 | 4 | 4 | 4 | 4 | 4 | 4 | 4 | 4 | 4 | 5 | 5 | 5 | 5 | 5 | 5 | 5 | 5 | 5 | 5 | 5 | 5 | 6 | 6 | 6 | 6 | 6 | 6 | 6 | 6 | 6 | 6 | 6 | 6 | 7 | 7 | 7 | 7 | 7 | 7 | 7 | 7 | 7 | 7 | 7 | 7 | 8 | 8 | 8 | 8 | 8 | 8 | 8 | 8 | 8 | 8 | 8 | 8 | 9 | 9 | 9 | 9 | 9 | 9 | 9 | 9 | 9 | 9 | 9 | 9 | 10 | 10 | 10 | 10 | 10 | 10 | 10 | 10 | 10 | 10 | 10 | 10 | 11 | 11 | 11 | 11 | 11 | 11 | 11 | 11 | 11 | 11 | 11 | 11 | 12 | 12 | 12 | 12 | 12 | 12 | 12 | 12 | 12 | 12 | 12 | 12 | 13 | 13 | 13 | 13 | 13 | 13 | 13 | 13 | 13 | 13 | 13 | 13 | 14 | 14 | 14 | 14 | 14 | 14 | 14 | 14 | 14 | 14 | 14 | 14 | 15 | 15 | 15 | 15 | 15 | 15 | 15 | 15 | 15 | 15 | 15 | 15 | 16 | 16 | 16 | 16 | 16 | 16 | 16 | 16 | 16 | 16 | 16 | 16 | 17 | 17 | 17 | 17 | 17 | 17 | 17 | 17 | 17 | 17 | 17 | 17 | 18 | 18 | 18 | 18 | 18 | 18 | 18 | 18 | 18 | 18 | 18 | 18 | 19 | 19 | 19 | 19 | 19 | 19 | 19 | 19 | 19 | 19 | 19 | 19 | 20 | 20 | 20 | 20 | 20 | 20 | 20 | 20 | 20 | 20 | 20 | 20
Mês | 1 | 2 | 3 | 4 | 5 | 6 | 7 | 8 | 9 | 10 | 11 | 12 | 13 | 14 | 15 | 16 | 17 | 18 | 19 | 20 | 21 | 22 | 23 | 24 | 25 | 26 | 27 | 28 | 29 | 30 | 31 | 32 | 33 | 34 | 35 | 36 | 37 | 38 | 39 | 40 | 41 | 42 | 43 | 44 | 45 | 46 | 47 | 48 | 49 | 50 | 51 | 52 | 53 | 54 | 55 | 56 | 57 | 58 | 59 | 60 | 61 | 62 | 63 | 64 | 65 | 66 | 67 | 68 | 69 | 70 | 71 | 72 | 73 | 74 | 75 | 76 | 77 | 78 | 79 | 80 | 81 | 82 | 83 | 84 | 85 | 86 | 87 | 88 | 89 | 90 | 91 | 92 | 93 | 94 | 95 | 96 | 97 | 98 | 99 | 100 | 101 | 102 | 103 | 104 | 105 | 106 | 107 | 108 | 109 | 110 | 111 | 112 | 113 | 114 | 115 | 116 | 117 | 118 | 119 | 120 | 121 | 122 | 123 | 124 | 125 | 126 | 127 | 128 | 129 | 130 | 131 | 132 | 133 | 134 | 135 | 136 | 137 | 138 | 139 | 140 | 141 | 142 | 143 | 144 | 145 | 146 | 147 | 148 | 149 | 150 | 151 | 152 | 153 | 154 | 155 | 156 | 157 | 158 | 159 | 160 | 161 | 162 | 163 | 164 | 165 | 166 | 167 | 168 | 169 | 170 | 171 | 172 | 173 | 174 | 175 | 176 | 177 | 178 | 179 | 180 | 181 | 182 | 183 | 184 | 185 | 186 | 187 | 188 | 189 | 190 | 191 | 192 | 193 | 194 | 195 | 196 | 197 | 198 | 199 | 200 | 201 | 202 | 203 | 204 | 205 | 206 | 207 | 208 | 209 | 210 | 211 | 212 | 213 | 214 | 215 | 216 | 217 | 218 | 219 | 220 | 221 | 222 | 223 | 224 | 225 | 226 | 227 | 228 | 229 | 230 | 231 | 232 | 233 | 234 | 235 | 236 | 237 | 238 | 239 | 240
(1) Public Sector Comparator | 1258.4934 | 1258.4934 | 1258.4934 | 1258.4934 | 1258.4934 | 1258.4934 | 670.5892 | 670.5892 | 670.5892 | 670.5892 | 670.5892 | 670.5892 | 670.5892 | 670.5892 | 670.5892 | 670.5892 | 670.5892 | 670.5892 | 670.5892 | 670.5892 | 670.5892 | 670.5892 | 670.5892 | 670.5892 | 670.5892 | 670.5892 | 670.5892 | 670.5892 | 670.5892 | 670.5892 | 670.5892 | 670.5892 | 670.5892 | 670.5892 | 670.5892 | 670.5892 | 670.5892 | 670.5892 | 670.5892 | 670.5892 | 670.5892 | 670.5892 | 670.5892 | 670.5892 | 670.5892 | 670.5892 | 670.5892 | 670.5892 | 670.5892 | 670.5892 | 670.5892 | 670.5892 | 670.5892 | 670.5892 | 670.5892 | 670.5892 | 670.5892 | 670.5892 | 670.5892 | 670.5892 | 670.5892 | 670.5892 | 670.5892 | 670.5892 | 670.5892 | 670.5892 | 670.5892 | 670.5892 | 670.5892 | 670.5892 | 670.5892 | 670.5892 | 670.5892 | 670.5892 | 670.5892 | 670.5892 | 670.5892 | 670.5892 | 670.5892 | 670.5892 | 670.5892 | 670.5892 | 670.5892 | 670.5892 | 670.5892 | 670.5892 | 670.5892 | 670.5892 | 670.5892 | 670.5892 | 670.5892 | 670.5892 | 670.5892 | 670.5892 | 670.5892 | 670.5892 | 670.5892 | 670.5892 | 670.5892 | 670.5892 | 670.5892 | 670.5892 | 670.5892 | 670.5892 | 670.5892 | 670.5892 | 670.5892 | 670.5892 | 670.5892 | 670.5892 | 670.5892 | 670.5892 | 670.5892 | 670.5892 | 670.5892 | 670.5892 | 670.5892 | 670.5892 | 670.5892 | 670.5892 | 670.5892 | 670.5892 | 670.5892 | 670.5892 | 670.5892 | 670.5892 | 670.5892 | 670.5892 | 670.5892 | 670.5892 | 670.5892 | 670.5892 | 670.5892 | 670.5892 | 670.5892 | 670.5892 | 670.5892 | 670.5892 | 670.5892 | 670.5892 | 670.5892 | 670.5892 | 670.5892 | 670.5892 | 670.5892 | 670.5892 | 670.5892 | 670.5892 | 670.5892 | 670.5892 | 670.5892 | 670.5892 | 670.5892 | 670.5892 | 670.5892 | 670.5892 | 670.5892 | 670.5892 | 670.5892 | 670.5892 | 670.5892 | 670.5892 | 670.5892 | 670.5892 | 670.5892 | 670.5892 | 670.5892 | 670.5892 | 670.5892 | 670.5892 | 670.5892 | 670.5892 | 670.5892 | 670.5892 | 670.5892 | 670.5892 | 670.5892 | 670.5892 | 670.5892 | 670.5892 | 670.5892 | 670.5892 | 670.5892 | 670.5892 | 670.5892 | 670.5892 | 670.5892 | 670.5892 | 670.5892 | 670.5892 | 670.5892 | 670.5892 | 670.5892 | 670.5892 | 670.5892 | 670.5892 | 670.5892 | 670.5892 | 670.5892 | 670.5892 | 670.5892 | 670.5892 | 670.5892 | 670.5892 | 670.5892 | 670.5892 | 670.5892 | 670.5892 | 670.5892 | 670.5892 | 670.5892 | 670.5892 | 670.5892 | 670.5892 | 670.5892 | 670.5892 | 670.5892 | 670.5892 | 670.5892 | 670.5892 | 670.5892 | 670.5892 | 670.5892 | 670.5892 | 670.5892 | 670.5892 | 670.5892 | 670.5892 | 670.5892 | 670.5892 | 670.5892 | 670.5892 | 670.5892 | 670.5892 | 670.5892 | 670.5892 | 670.5892 | 670.5892 | 670.5892 | 670.5892
(+) Contrato de Manutenção UFV | 12.8652 | 12.8652 | 12.8652 | 12.8652 | 12.8652 | 12.8652 | 12.8652 | 12.8652 | 12.8652 | 12.8652 | 12.8652 | 12.8652 | 12.8652 | 12.8652 | 12.8652 | 12.8652 | 12.8652 | 12.8652 | 12.8652 | 12.8652 | 12.8652 | 12.8652 | 12.8652 | 12.8652 | 12.8652 | 12.8652 | 12.8652 | 12.8652 | 12.8652 | 12.8652 | 12.8652 | 12.8652 | 12.8652 | 12.8652 | 12.8652 | 12.8652 | 12.8652 | 12.8652 | 12.8652 | 12.8652 | 12.8652 | 12.8652 | 12.8652 | 12.8652 | 12.8652 | 12.8652 | 12.8652 | 12.8652 | 12.8652 | 12.8652 | 12.8652 | 12.8652 | 12.8652 | 12.8652 | 12.8652 | 12.8652 | 12.8652 | 12.8652 | 12.8652 | 12.8652 | 12.8652 | 12.8652 | 12.8652 | 12.8652 | 12.8652 | 12.8652 | 12.8652 | 12.8652 | 12.8652 | 12.8652 | 12.8652 | 12.8652 | 12.8652 | 12.8652 | 12.8652 | 12.8652 | 12.8652 | 12.8652 | 12.8652 | 12.8652 | 12.8652 | 12.8652 | 12.8652 | 12.8652 | 12.8652 | 12.8652 | 12.8652 | 12.8652 | 12.8652 | 12.8652 | 12.8652 | 12.8652 | 12.8652 | 12.8652 | 12.8652 | 12.8652 | 12.8652 | 12.8652 | 12.8652 | 12.8652 | 12.8652 | 12.8652 | 12.8652 | 12.8652 | 12.8652 | 12.8652 | 12.8652 | 12.8652 | 12.8652 | 12.8652 | 12.8652 | 12.8652 | 12.8652 | 12.8652 | 12.8652 | 12.8652 | 12.8652 | 12.8652 | 12.8652 | 12.8652 | 12.8652 | 12.8652 | 12.8652 | 12.8652 | 12.8652 | 12.8652 | 12.8652 | 12.8652 | 12.8652 | 12.8652 | 12.8652 | 12.8652 | 12.8652 | 12.8652 | 12.8652 | 12.8652 | 12.8652 | 12.8652 | 12.8652 | 12.8652 | 12.8652 | 12.8652 | 12.8652 | 12.8652 | 12.8652 | 12.8652 | 12.8652 | 12.8652 | 12.8652 | 12.8652 | 12.8652 | 12.8652 | 12.8652 | 12.8652 | 12.8652 | 12.8652 | 12.8652 | 12.8652 | 12.8652 | 12.8652 | 12.8652 | 12.8652 | 12.8652 | 12.8652 | 12.8652 | 12.8652 | 12.8652 | 12.8652 | 12.8652 | 12.8652 | 12.8652 | 12.8652 | 12.8652 | 12.8652 | 12.8652 | 12.8652 | 12.8652 | 12.8652 | 12.8652 | 12.8652 | 12.8652 | 12.8652 | 12.8652 | 12.8652 | 12.8652 | 12.8652 | 12.8652 | 12.8652 | 12.8652 | 12.8652 | 12.8652 | 12.8652 | 12.8652 | 12.8652 | 12.8652 | 12.8652 | 12.8652 | 12.8652 | 12.8652 | 12.8652 | 12.8652 | 12.8652 | 12.8652 | 12.8652 | 12.8652 | 12.8652 | 12.8652 | 12.8652 | 12.8652 | 12.8652 | 12.8652 | 12.8652 | 12.8652 | 12.8652 | 12.8652 | 12.8652 | 12.8652 | 12.8652 | 12.8652 | 12.8652 | 12.8652 | 12.8652 | 12.8652 | 12.8652 | 12.8652 | 12.8652 | 12.8652 | 12.8652 | 12.8652 | 12.8652 | 12.8652 | 12.8652 | 12.8652 | 12.8652 | 12.8652 | 12.8652 | 12.8652 | 12.8652 | 12.8652 | 12.8652
(+) Contrato de Materiais Iluminação Pública 11852643000180 - 2023 | 1.0885 | 1.0885 | 1.0885 | 1.0885 | 1.0885 | 1.0885 | 1.0885 | 1.0885 | 1.0885 | 1.0885 | 1.0885 | 1.0885 | 1.0885 | 1.0885 | 1.0885 | 1.0885 | 1.0885 | 1.0885 | 1.0885 | 1.0885 | 1.0885 | 1.0885 | 1.0885 | 1.0885 | 1.0885 | 1.0885 | 1.0885 | 1.0885 | 1.0885 | 1.0885 | 1.0885 | 1.0885 | 1.0885 | 1.0885 | 1.0885 | 1.0885 | 1.0885 | 1.0885 | 1.0885 | 1.0885 | 1.0885 | 1.0885 | 1.0885 | 1.0885 | 1.0885 | 1.0885 | 1.0885 | 1.0885 | 1.0885 | 1.0885 | 1.0885 | 1.0885 | 1.0885 | 1.0885 | 1.0885 | 1.0885 | 1.0885 | 1.0885 | 1.0885 | 1.0885 | 1.0885 | 1.0885 | 1.0885 | 1.0885 | 1.0885 | 1.0885 | 1.0885 | 1.0885 | 1.0885 | 1.0885 | 1.0885 | 1.0885 | 1.0885 | 1.0885 | 1.0885 | 1.0885 | 1.0885 | 1.0885 | 1.0885 | 1.0885 | 1.0885 | 1.0885 | 1.0885 | 1.0885 | 1.0885 | 1.0885 | 1.0885 | 1.0885 | 1.0885 | 1.0885 | 1.0885 | 1.0885 | 1.0885 | 1.0885 | 1.0885 | 1.0885 | 1.0885 | 1.0885 | 1.0885 | 1.0885 | 1.0885 | 1.0885 | 1.0885 | 1.0885 | 1.0885 | 1.0885 | 1.0885 | 1.0885 | 1.0885 | 1.0885 | 1.0885 | 1.0885 | 1.0885 | 1.0885 | 1.0885 | 1.0885 | 1.0885 | 1.0885 | 1.0885 | 1.0885 | 1.0885 | 1.0885 | 1.0885 | 1.0885 | 1.0885 | 1.0885 | 1.0885 | 1.0885 | 1.0885 | 1.0885 | 1.0885 | 1.0885 | 1.0885 | 1.0885 | 1.0885 | 1.0885 | 1.0885 | 1.0885 | 1.0885 | 1.0885 | 1.0885 | 1.0885 | 1.0885 | 1.0885 | 1.0885 | 1.0885 | 1.0885 | 1.0885 | 1.0885 | 1.0885 | 1.0885 | 1.0885 | 1.0885 | 1.0885 | 1.0885 | 1.0885 | 1.0885 | 1.0885 | 1.0885 | 1.0885 | 1.0885 | 1.0885 | 1.0885 | 1.0885 | 1.0885 | 1.0885 | 1.0885 | 1.0885 | 1.0885 | 1.0885 | 1.0885 | 1.0885 | 1.0885 | 1.0885 | 1.0885 | 1.0885 | 1.0885 | 1.0885 | 1.0885 | 1.0885 | 1.0885 | 1.0885 | 1.0885 | 1.0885 | 1.0885 | 1.0885 | 1.0885 | 1.0885 | 1.0885 | 1.0885 | 1.0885 | 1.0885 | 1.0885 | 1.0885 | 1.0885 | 1.0885 | 1.0885 | 1.0885 | 1.0885 | 1.0885 | 1.0885 | 1.0885 | 1.0885 | 1.0885 | 1.0885 | 1.0885 | 1.0885 | 1.0885 | 1.0885 | 1.0885 | 1.0885 | 1.0885 | 1.0885 | 1.0885 | 1.0885 | 1.0885 | 1.0885 | 1.0885 | 1.0885 | 1.0885 | 1.0885 | 1.0885 | 1.0885 | 1.0885 | 1.0885 | 1.0885 | 1.0885 | 1.0885 | 1.0885 | 1.0885 | 1.0885 | 1.0885 | 1.0885 | 1.0885 | 1.0885 | 1.0885 | 1.0885 | 1.0885 | 1.0885 | 1.0885
(+) Contrato de Manutenção Iluminação Pública 15984883000199 - 2023 | 24.3374 | 24.3374 | 24.3374 | 24.3374 | 24.3374 | 24.3374 | 24.3374 | 24.3374 | 24.3374 | 24.3374 | 24.3374 | 24.3374 | 24.3374 | 24.3374 | 24.3374 | 24.3374 | 24.3374 | 24.3374 | 24.3374 | 24.3374 | 24.3374 | 24.3374 | 24.3374 | 24.3374 | 24.3374 | 24.3374 | 24.3374 | 24.3374 | 24.3374 | 24.3374 | 24.3374 | 24.3374 | 24.3374 | 24.3374 | 24.3374 | 24.3374 | 24.3374 | 24.3374 | 24.3374 | 24.3374 | 24.3374 | 24.3374 | 24.3374 | 24.3374 | 24.3374 | 24.3374 | 24.3374 | 24.3374 | 24.3374 | 24.3374 | 24.3374 | 24.3374 | 24.3374 | 24.3374 | 24.3374 | 24.3374 | 24.3374 | 24.3374 | 24.3374 | 24.3374 | 24.3374 | 24.3374 | 24.3374 | 24.3374 | 24.3374 | 24.3374 | 24.3374 | 24.3374 | 24.3374 | 24.3374 | 24.3374 | 24.3374 | 24.3374 | 24.3374 | 24.3374 | 24.3374 | 24.3374 | 24.3374 | 24.3374 | 24.3374 | 24.3374 | 24.3374 | 24.3374 | 24.3374 | 24.3374 | 24.3374 | 24.3374 | 24.3374 | 24.3374 | 24.3374 | 24.3374 | 24.3374 | 24.3374 | 24.3374 | 24.3374 | 24.3374 | 24.3374 | 24.3374 | 24.3374 | 24.3374 | 24.3374 | 24.3374 | 24.3374 | 24.3374 | 24.3374 | 24.3374 | 24.3374 | 24.3374 | 24.3374 | 24.3374 | 24.3374 | 24.3374 | 24.3374 | 24.3374 | 24.3374 | 24.3374 | 24.3374 | 24.3374 | 24.3374 | 24.3374 | 24.3374 | 24.3374 | 24.3374 | 24.3374 | 24.3374 | 24.3374 | 24.3374 | 24.3374 | 24.3374 | 24.3374 | 24.3374 | 24.3374 | 24.3374 | 24.3374 | 24.3374 | 24.3374 | 24.3374 | 24.3374 | 24.3374 | 24.3374 | 24.3374 | 24.3374 | 24.3374 | 24.3374 | 24.3374 | 24.3374 | 24.3374 | 24.3374 | 24.3374 | 24.3374 | 24.3374 | 24.3374 | 24.3374 | 24.3374 | 24.3374 | 24.3374 | 24.3374 | 24.3374 | 24.3374 | 24.3374 | 24.3374 | 24.3374 | 24.3374 | 24.3374 | 24.3374 | 24.3374 | 24.3374 | 24.3374 | 24.3374 | 24.3374 | 24.3374 | 24.3374 | 24.3374 | 24.3374 | 24.3374 | 24.3374 | 24.3374 | 24.3374 | 24.3374 | 24.3374 | 24.3374 | 24.3374 | 24.3374 | 24.3374 | 24.3374 | 24.3374 | 24.3374 | 24.3374 | 24.3374 | 24.3374 | 24.3374 | 24.3374 | 24.3374 | 24.3374 | 24.3374 | 24.3374 | 24.3374 | 24.3374 | 24.3374 | 24.3374 | 24.3374 | 24.3374 | 24.3374 | 24.3374 | 24.3374 | 24.3374 | 24.3374 | 24.3374 | 24.3374 | 24.3374 | 24.3374 | 24.3374 | 24.3374 | 24.3374 | 24.3374 | 24.3374 | 24.3374 | 24.3374 | 24.3374 | 24.3374 | 24.3374 | 24.3374 | 24.3374 | 24.3374 | 24.3374 | 24.3374 | 24.3374 | 24.3374 | 24.3374 | 24.3374 | 24.3374 | 24.3374 | 24.3374 | 24.3374 | 24.3374 | 24.3374 | 24.3374 | 24.3374 | 24.3374 | 24.3374
(+) Contrato de Manutenção de Ar Condicionado 10637143000162 - 2023 | 115.7858 | 115.7858 | 115.7858 | 115.7858 | 115.7858 | 115.7858 | 115.7858 | 115.7858 | 115.7858 | 115.7858 | 115.7858 | 115.7858 | 115.7858 | 115.7858 | 115.7858 | 115.7858 | 115.7858 | 115.7858 | 115.7858 | 115.7858 | 115.7858 | 115.7858 | 115.7858 | 115.7858 | 115.7858 | 115.7858 | 115.7858 | 115.7858 | 115.7858 | 115.7858 | 115.7858 | 115.7858 | 115.7858 | 115.7858 | 115.7858 | 115.7858 | 115.7858 | 115.7858 | 115.7858 | 115.7858 | 115.7858 | 115.7858 | 115.7858 | 115.7858 | 115.7858 | 115.7858 | 115.7858 | 115.7858 | 115.7858 | 115.7858 | 115.7858 | 115.7858 | 115.7858 | 115.7858 | 115.7858 | 115.7858 | 115.7858 | 115.7858 | 115.7858 | 115.7858 | 115.7858 | 115.7858 | 115.7858 | 115.7858 | 115.7858 | 115.7858 | 115.7858 | 115.7858 | 115.7858 | 115.7858 | 115.7858 | 115.7858 | 115.7858 | 115.7858 | 115.7858 | 115.7858 | 115.7858 | 115.7858 | 115.7858 | 115.7858 | 115.7858 | 115.7858 | 115.7858 | 115.7858 | 115.7858 | 115.7858 | 115.7858 | 115.7858 | 115.7858 | 115.7858 | 115.7858 | 115.7858 | 115.7858 | 115.7858 | 115.7858 | 115.7858 | 115.7858 | 115.7858 | 115.7858 | 115.7858 | 115.7858 | 115.7858 | 115.7858 | 115.7858 | 115.7858 | 115.7858 | 115.7858 | 115.7858 | 115.7858 | 115.7858 | 115.7858 | 115.7858 | 115.7858 | 115.7858 | 115.7858 | 115.7858 | 115.7858 | 115.7858 | 115.7858 | 115.7858 | 115.7858 | 115.7858 | 115.7858 | 115.7858 | 115.7858 | 115.7858 | 115.7858 | 115.7858 | 115.7858 | 115.7858 | 115.7858 | 115.7858 | 115.7858 | 115.7858 | 115.7858 | 115.7858 | 115.7858 | 115.7858 | 115.7858 | 115.7858 | 115.7858 | 115.7858 | 115.7858 | 115.7858 | 115.7858 | 115.7858 | 115.7858 | 115.7858 | 115.7858 | 115.7858 | 115.7858 | 115.7858 | 115.7858 | 115.7858 | 115.7858 | 115.7858 | 115.7858 | 115.7858 | 115.7858 | 115.7858 | 115.7858 | 115.7858 | 115.7858 | 115.7858 | 115.7858 | 115.7858 | 115.7858 | 115.7858 | 115.7858 | 115.7858 | 115.7858 | 115.7858 | 115.7858 | 115.7858 | 115.7858 | 115.7858 | 115.7858 | 115.7858 | 115.7858 | 115.7858 | 115.7858 | 115.7858 | 115.7858 | 115.7858 | 115.7858 | 115.7858 | 115.7858 | 115.7858 | 115.7858 | 115.7858 | 115.7858 | 115.7858 | 115.7858 | 115.7858 | 115.7858 | 115.7858 | 115.7858 | 115.7858 | 115.7858 | 115.7858 | 115.7858 | 115.7858 | 115.7858 | 115.7858 | 115.7858 | 115.7858 | 115.7858 | 115.7858 | 115.7858 | 115.7858 | 115.7858 | 115.7858 | 115.7858 | 115.7858 | 115.7858 | 115.7858 | 115.7858 | 115.7858 | 115.7858 | 115.7858 | 115.7858 | 115.7858 | 115.7858 | 115.7858 | 115.7858 | 115.7858 | 115.7858 | 115.7858 | 115.7858 | 115.7858 | 115.7858 | 115.7858 | 115.7858 | 115.7858 | 115.7858 | 115.7858 | 115.7858 | 115.7858 | 115.7858 | 115.7858
(+) Atraso no Benefício da Efetivação da UFV | 587.9042 | 587.9042 | 587.9042 | 587.9042 | 587.9042 | 587.9042 | 0 | 0 | 0 | 0 | 0 | 0 | 0 | 0 | 0 | 0 | 0 | 0 | 0 | 0 | 0 | 0 | 0 | 0 | 0 | 0 | 0 | 0 | 0 | 0 | 0 | 0 | 0 | 0 | 0 | 0 | 0 | 0 | 0 | 0 | 0 | 0 | 0 | 0 | 0 | 0 | 0 | 0 | 0 | 0 | 0 | 0 | 0 | 0 | 0 | 0 | 0 | 0 | 0 | 0 | 0 | 0 | 0 | 0 | 0 | 0 | 0 | 0 | 0 | 0 | 0 | 0 | 0 | 0 | 0 | 0 | 0 | 0 | 0 | 0 | 0 | 0 | 0 | 0 | 0 | 0 | 0 | 0 | 0 | 0 | 0 | 0 | 0 | 0 | 0 | 0 | 0 | 0 | 0 | 0 | 0 | 0 | 0 | 0 | 0 | 0 | 0 | 0 | 0 | 0 | 0 | 0 | 0 | 0 | 0 | 0 | 0 | 0 | 0 | 0 | 0 | 0 | 0 | 0 | 0 | 0 | 0 | 0 | 0 | 0 | 0 | 0 | 0 | 0 | 0 | 0 | 0 | 0 | 0 | 0 | 0 | 0 | 0 | 0 | 0 | 0 | 0 | 0 | 0 | 0 | 0 | 0 | 0 | 0 | 0 | 0 | 0 | 0 | 0 | 0 | 0 | 0 | 0 | 0 | 0 | 0 | 0 | 0 | 0 | 0 | 0 | 0 | 0 | 0 | 0 | 0 | 0 | 0 | 0 | 0 | 0 | 0 | 0 | 0 | 0 | 0 | 0 | 0 | 0 | 0 | 0 | 0 | 0 | 0 | 0 | 0 | 0 | 0 | 0 | 0 | 0 | 0 | 0 | 0 | 0 | 0 | 0 | 0 | 0 | 0 | 0 | 0 | 0 | 0 | 0 | 0 | 0 | 0 | 0 | 0 | 0 | 0 | 0 | 0 | 0 | 0 | 0 | 0 | 0 | 0 | 0 | 0 | 0 | 0 | 0 | 0 | 0 | 0 | 0 | 0
(+) Benefício da Eficiência Energética | 516.5123 | 516.5123 | 516.5123 | 516.5123 | 516.5123 | 516.5123 | 516.5123 | 516.5123 | 516.5123 | 516.5123 | 516.5123 | 516.5123 | 516.5123 | 516.5123 | 516.5123 | 516.5123 | 516.5123 | 516.5123 | 516.5123 | 516.5123 | 516.5123 | 516.5123 | 516.5123 | 516.5123 | 516.5123 | 516.5123 | 516.5123 | 516.5123 | 516.5123 | 516.5123 | 516.5123 | 516.5123 | 516.5123 | 516.5123 | 516.5123 | 516.5123 | 516.5123 | 516.5123 | 516.5123 | 516.5123 | 516.5123 | 516.5123 | 516.5123 | 516.5123 | 516.5123 | 516.5123 | 516.5123 | 516.5123 | 516.5123 | 516.5123 | 516.5123 | 516.5123 | 516.5123 | 516.5123 | 516.5123 | 516.5123 | 516.5123 | 516.5123 | 516.5123 | 516.5123 | 516.5123 | 516.5123 | 516.5123 | 516.5123 | 516.5123 | 516.5123 | 516.5123 | 516.5123 | 516.5123 | 516.5123 | 516.5123 | 516.5123 | 516.5123 | 516.5123 | 516.5123 | 516.5123 | 516.5123 | 516.5123 | 516.5123 | 516.5123 | 516.5123 | 516.5123 | 516.5123 | 516.5123 | 516.5123 | 516.5123 | 516.5123 | 516.5123 | 516.5123 | 516.5123 | 516.5123 | 516.5123 | 516.5123 | 516.5123 | 516.5123 | 516.5123 | 516.5123 | 516.5123 | 516.5123 | 516.5123 | 516.5123 | 516.5123 | 516.5123 | 516.5123 | 516.5123 | 516.5123 | 516.5123 | 516.5123 | 516.5123 | 516.5123 | 516.5123 | 516.5123 | 516.5123 | 516.5123 | 516.5123 | 516.5123 | 516.5123 | 516.5123 | 516.5123 | 516.5123 | 516.5123 | 516.5123 | 516.5123 | 516.5123 | 516.5123 | 516.5123 | 516.5123 | 516.5123 | 516.5123 | 516.5123 | 516.5123 | 516.5123 | 516.5123 | 516.5123 | 516.5123 | 516.5123 | 516.5123 | 516.5123 | 516.5123 | 516.5123 | 516.5123 | 516.5123 | 516.5123 | 516.5123 | 516.5123 | 516.5123 | 516.5123 | 516.5123 | 516.5123 | 516.5123 | 516.5123 | 516.5123 | 516.5123 | 516.5123 | 516.5123 | 516.5123 | 516.5123 | 516.5123 | 516.5123 | 516.5123 | 516.5123 | 516.5123 | 516.5123 | 516.5123 | 516.5123 | 516.5123 | 516.5123 | 516.5123 | 516.5123 | 516.5123 | 516.5123 | 516.5123 | 516.5123 | 516.5123 | 516.5123 | 516.5123 | 516.5123 | 516.5123 | 516.5123 | 516.5123 | 516.5123 | 516.5123 | 516.5123 | 516.5123 | 516.5123 | 516.5123 | 516.5123 | 516.5123 | 516.5123 | 516.5123 | 516.5123 | 516.5123 | 516.5123 | 516.5123 | 516.5123 | 516.5123 | 516.5123 | 516.5123 | 516.5123 | 516.5123 | 516.5123 | 516.5123 | 516.5123 | 516.5123 | 516.5123 | 516.5123 | 516.5123 | 516.5123 | 516.5123 | 516.5123 | 516.5123 | 516.5123 | 516.5123 | 516.5123 | 516.5123 | 516.5123 | 516.5123 | 516.5123 | 516.5123 | 516.5123 | 516.5123 | 516.5123 | 516.5123 | 516.5123 | 516.5123 | 516.5123 | 516.5123 | 516.5123 | 516.5123 | 516.5123 | 516.5123 | 516.5123 | 516.5123 | 516.5123 | 516.5123 | 516.5123 | 516.5123 | 516.5123 | 516.5123 | 516.5123
VPL PSC | 83710.7657
(2) Custo PPP | 507.9596 | 507.9596 | 507.9596 | 507.9596 | 507.9596 | 507.9596 | 507.9596 | 507.9596 | 507.9596 | 507.9596 | 507.9596 | 507.9596 | 507.9596 | 507.9596 | 507.9596 | 507.9596 | 507.9596 | 507.9596 | 507.9596 | 507.9596 | 507.9596 | 507.9596 | 507.9596 | 507.9596 | 507.9596 | 507.9596 | 507.9596 | 507.9596 | 507.9596 | 507.9596 | 507.9596 | 507.9596 | 507.9596 | 507.9596 | 507.9596 | 507.9596 | 507.9596 | 507.9596 | 507.9596 | 507.9596 | 507.9596 | 507.9596 | 507.9596 | 507.9596 | 507.9596 | 507.9596 | 507.9596 | 507.9596 | 507.9596 | 507.9596 | 507.9596 | 507.9596 | 507.9596 | 507.9596 | 507.9596 | 507.9596 | 507.9596 | 507.9596 | 507.9596 | 507.9596 | 507.9596 | 507.9596 | 507.9596 | 507.9596 | 507.9596 | 507.9596 | 507.9596 | 507.9596 | 507.9596 | 507.9596 | 507.9596 | 507.9596 | 507.9596 | 507.9596 | 507.9596 | 507.9596 | 507.9596 | 507.9596 | 507.9596 | 507.9596 | 507.9596 | 507.9596 | 507.9596 | 507.9596 | 507.9596 | 507.9596 | 507.9596 | 507.9596 | 507.9596 | 507.9596 | 507.9596 | 507.9596 | 507.9596 | 507.9596 | 507.9596 | 507.9596 | 507.9596 | 507.9596 | 507.9596 | 507.9596 | 507.9596 | 507.9596 | 507.9596 | 507.9596 | 507.9596 | 507.9596 | 507.9596 | 507.9596 | 507.9596 | 507.9596 | 507.9596 | 507.9596 | 507.9596 | 507.9596 | 507.9596 | 507.9596 | 507.9596 | 507.9596 | 507.9596 | 507.9596 | 507.9596 | 507.9596 | 507.9596 | 507.9596 | 507.9596 | 507.9596 | 507.9596 | 507.9596 | 507.9596 | 507.9596 | 507.9596 | 507.9596 | 507.9596 | 507.9596 | 507.9596 | 507.9596 | 507.9596 | 507.9596 | 507.9596 | 507.9596 | 507.9596 | 507.9596 | 507.9596 | 507.9596 | 507.9596 | 507.9596 | 507.9596 | 507.9596 | 507.9596 | 507.9596 | 507.9596 | 507.9596 | 507.9596 | 507.9596 | 507.9596 | 507.9596 | 507.9596 | 507.9596 | 507.9596 | 507.9596 | 507.9596 | 507.9596 | 507.9596 | 507.9596 | 507.9596 | 507.9596 | 507.9596 | 507.9596 | 507.9596 | 507.9596 | 507.9596 | 507.9596 | 507.9596 | 507.9596 | 507.9596 | 507.9596 | 507.9596 | 507.9596 | 507.9596 | 507.9596 | 507.9596 | 507.9596 | 507.9596 | 507.9596 | 507.9596 | 507.9596 | 507.9596 | 507.9596 | 507.9596 | 507.9596 | 507.9596 | 507.9596 | 507.9596 | 507.9596 | 507.9596 | 507.9596 | 507.9596 | 507.9596 | 507.9596 | 507.9596 | 507.9596 | 507.9596 | 507.9596 | 507.9596 | 507.9596 | 507.9596 | 507.9596 | 507.9596 | 507.9596 | 507.9596 | 507.9596 | 507.9596 | 507.9596 | 507.9596 | 507.9596 | 507.9596 | 507.9596 | 507.9596 | 507.9596 | 507.9596 | 507.9596 | 507.9596 | 507.9596 | 507.9596 | 507.9596 | 507.9596 | 507.9596 | 507.9596 | 507.9596 | 507.9596 | 507.9596 | 507.9596 | 507.9596 | 507.9596 | 507.9596 | 507.9596 | 507.9596 | 507.9596 | 507.9596 | 507.9596
VPL PPP | 60798.6127
Projeto para Estruturação da PPP de Eficiência Energética
CATALÃO/GO

## CMM1 - AUX CALC (hidden)
Ano | 1 | 1 | 1 | 1 | 1 | 1 | 1 | 1 | 1 | 1 | 1 | 1 | 2 | 2 | 2 | 2 | 2 | 2 | 2 | 2 | 2 | 2 | 2 | 2 | 3 | 3 | 3 | 3 | 3 | 3 | 3 | 3 | 3 | 3 | 3 | 3 | 4 | 4 | 4 | 4 | 4 | 4 | 4 | 4 | 4 | 4 | 4 | 4 | 5 | 5 | 5 | 5 | 5 | 5 | 5 | 5 | 5 | 5 | 5 | 5 | 6 | 6 | 6 | 6 | 6 | 6 | 6 | 6 | 6 | 6 | 6 | 6 | 7 | 7 | 7 | 7 | 7 | 7 | 7 | 7 | 7 | 7 | 7 | 7 | 8 | 8 | 8 | 8 | 8 | 8 | 8 | 8 | 8 | 8 | 8 | 8 | 9 | 9 | 9 | 9 | 9 | 9 | 9 | 9 | 9 | 9 | 9 | 9 | 10 | 10 | 10 | 10 | 10 | 10 | 10 | 10 | 10 | 10 | 10 | 10 | 11 | 11 | 11 | 11 | 11 | 11 | 11 | 11 | 11 | 11 | 11 | 11 | 12 | 12 | 12 | 12 | 12 | 12 | 12 | 12 | 12 | 12 | 12 | 12 | 13 | 13 | 13 | 13 | 13 | 13 | 13 | 13 | 13 | 13 | 13 | 13 | 14 | 14 | 14 | 14 | 14 | 14 | 14 | 14 | 14 | 14 | 14 | 14 | 15 | 15 | 15 | 15 | 15 | 15 | 15 | 15 | 15 | 15 | 15 | 15 | 16 | 16 | 16 | 16 | 16 | 16 | 16 | 16 | 16 | 16 | 16 | 16 | 17 | 17 | 17 | 17 | 17 | 17 | 17 | 17 | 17 | 17 | 17 | 17 | 18 | 18 | 18 | 18 | 18 | 18 | 18 | 18 | 18 | 18 | 18 | 18
Mês | 1 | 2 | 3 | 4 | 5 | 6 | 7 | 8 | 9 | 10 | 11 | 12 | 13 | 14 | 15 | 16 | 17 | 18 | 19 | 20 | 21 | 22 | 23 | 24 | 25 | 26 | 27 | 28 | 29 | 30 | 31 | 32 | 33 | 34 | 35 | 36 | 37 | 38 | 39 | 40 | 41 | 42 | 43 | 44 | 45 | 46 | 47 | 48 | 49 | 50 | 51 | 52 | 53 | 54 | 55 | 56 | 57 | 58 | 59 | 60 | 61 | 62 | 63 | 64 | 65 | 66 | 67 | 68 | 69 | 70 | 71 | 72 | 73 | 74 | 75 | 76 | 77 | 78 | 79 | 80 | 81 | 82 | 83 | 84 | 85 | 86 | 87 | 88 | 89 | 90 | 91 | 92 | 93 | 94 | 95 | 96 | 97 | 98 | 99 | 100 | 101 | 102 | 103 | 104 | 105 | 106 | 107 | 108 | 109 | 110 | 111 | 112 | 113 | 114 | 115 | 116 | 117 | 118 | 119 | 120 | 121 | 122 | 123 | 124 | 125 | 126 | 127 | 128 | 129 | 130 | 131 | 132 | 133 | 134 | 135 | 136 | 137 | 138 | 139 | 140 | 141 | 142 | 143 | 144 | 145 | 146 | 147 | 148 | 149 | 150 | 151 | 152 | 153 | 154 | 155 | 156 | 157 | 158 | 159 | 160 | 161 | 162 | 163 | 164 | 165 | 166 | 167 | 168 | 169 | 170 | 171 | 172 | 173 | 174 | 175 | 176 | 177 | 178 | 179 | 180 | 181 | 182 | 183 | 184 | 185 | 186 | 187 | 188 | 189 | 190 | 191 | 192 | 193 | 194 | 195 | 196 | 197 | 198 | 199 | 200 | 201 | 202 | 203 | 204 | 205 | 206 | 207 | 208 | 209 | 210 | 211 | 212 | 213 | 214 | 215 | 216
Fase | Preliminar | Preliminar | Preliminar | Preliminar | Transição | Transição | Modernização | Modernização | Modernização | Modernização | Modernização | Modernização | Modernização | Modernização | Modernização | Modernização | Modernização | Modernização | Operação | Operação | Operação | Operação | Operação | Operação | Operação | Operação | Operação | Operação | Operação | Operação | Operação | Operação | Operação | Operação | Operação | Operação | Operação | Operação | Operação | Operação | Operação | Operação | Operação | Operação | Operação | Operação | Operação | Operação | Operação | Operação | Operação | Operação | Operação | Operação | Operação | Operação | Operação | Operação | Operação | Operação | Operação | Operação | Operação | Operação | Operação | Operação | Operação | Operação | Operação | Operação | Operação | Operação | Operação | Operação | Operação | Operação | Operação | Operação | Operação | Operação | Operação | Operação | Operação | Operação | Operação | Operação | Operação | Operação | Operação | Operação | Operação | Operação | Operação | Operação | Operação | Operação | Operação | Operação | Operação | Operação | Operação | Operação | Operação | Operação | Operação | Operação | Operação | Operação | Operação | Operação | Operação | Operação | Operação | Operação | Operação | Operação | Operação | Operação | Operação | Operação | Operação | Operação | Operação | Operação | Operação | Operação | Operação | Operação | Operação | Operação | Operação | Operação | Operação | Operação | Operação | Operação | Operação | Operação | Operação | Operação | Operação | Operação | Operação | Operação | Operação | Operação | Operação | Operação | Operação | Operação | Operação | Operação | Operação | Operação | Operação | Operação | Operação | Operação | Operação | Operação | Operação | Operação | Operação | Operação | Operação | Operação | Operação | Operação | Operação | Operação | Operação | Operação | Operação | Operação | Operação | Operação | Operação | Operação | Operação | Operação | Operação | Operação | Operação | Operação | Operação | Operação | Operação | Operação | Operação | Operação | Operação | Operação | Operação | Operação | Operação | Operação | Operação | Operação | Operação | Operação | Operação | Operação | Operação | Operação | Operação | Operação | Operação | Operação | Operação | Operação | Operação | Operação | Operação | Operação | Operação | Operação
Regime Tributário | REAL | REAL | REAL | REAL | REAL | REAL | REAL | REAL | REAL | REAL | REAL | REAL | REAL | REAL | REAL | REAL | REAL | REAL | REAL | REAL | REAL | REAL | REAL | REAL | REAL | REAL | REAL | REAL | REAL | REAL | REAL | REAL | REAL | REAL | REAL | REAL | REAL | REAL | REAL | REAL | REAL | REAL | REAL | REAL | REAL | REAL | REAL | REAL | REAL | REAL | REAL | REAL | REAL | REAL | REAL | REAL | REAL | REAL | REAL | REAL | REAL | REAL | REAL | REAL | REAL | REAL | REAL | REAL | REAL | REAL | REAL | REAL | REAL | REAL | REAL | REAL | REAL | REAL | REAL | REAL | REAL | REAL | REAL | REAL | REAL | REAL | REAL | REAL | REAL | REAL | REAL | REAL | REAL | REAL | REAL | REAL | REAL | REAL | REAL | REAL | REAL | REAL | REAL | REAL | REAL | REAL | REAL | REAL | REAL | REAL | REAL | REAL | REAL | REAL | REAL | REAL | REAL | REAL | REAL | REAL | REAL | REAL | REAL | REAL | REAL | REAL | REAL | REAL | REAL | REAL | REAL | REAL | REAL | REAL | REAL | REAL | REAL | REAL | REAL | REAL | REAL | REAL | REAL | REAL | REAL | REAL | REAL | REAL | REAL | REAL | REAL | REAL | REAL | REAL | REAL | REAL | REAL | REAL | REAL | REAL | REAL | REAL | REAL | REAL | REAL | REAL | REAL | REAL | REAL | REAL | REAL | REAL | REAL | REAL | REAL | REAL | REAL | REAL | REAL | REAL | REAL | REAL | REAL | REAL | REAL | REAL | REAL | REAL | REAL | REAL | REAL | REAL | REAL | REAL | REAL | REAL | REAL | REAL | REAL | REAL | REAL | REAL | REAL | REAL | REAL | REAL | REAL | REAL | REAL | REAL | REAL | REAL | REAL | REAL | REAL | REAL
Tamanho do Parque | #REF! | #REF! | #REF! | #REF! | #REF! | #REF! | #REF! | #REF! | #REF! | #REF! | #REF! | #REF! | #REF! | #REF! | #REF! | #REF! | #REF! | #REF! | #REF! | #REF! | #REF! | #REF! | #REF! | #REF! | #REF! | #REF! | #REF! | #REF! | #REF! | #REF! | #REF! | #REF! | #REF! | #REF! | #REF! | #REF! | #REF! | #REF! | #REF! | #REF! | #REF! | #REF! | #REF! | #REF! | #REF! | #REF! | #REF! | #REF! | #REF! | #REF! | #REF! | #REF! | #REF! | #REF! | #REF! | #REF! | #REF! | #REF! | #REF! | #REF! | #REF! | #REF! | #REF! | #REF! | #REF! | #REF! | #REF! | #REF! | #REF! | #REF! | #REF! | #REF! | #REF! | #REF! | #REF! | #REF! | #REF! | #REF! | #REF! | #REF! | #REF! | #REF! | #REF! | #REF! | #REF! | #REF! | #REF! | #REF! | #REF! | #REF! | #REF! | #REF! | #REF! | #REF! | #REF! | #REF! | #REF! | #REF! | #REF! | #REF! | #REF! | #REF! | #REF! | #REF! | #REF! | #REF! | #REF! | #REF! | #REF! | #REF! | #REF! | #REF! | #REF! | #REF! | #REF! | #REF! | #REF! | #REF! | #REF! | #REF! | #REF! | #REF! | #REF! | #REF! | #REF! | #REF! | #REF! | #REF! | #REF! | #REF! | #REF! | #REF! | #REF! | #REF! | #REF! | #REF! | #REF! | #REF! | #REF! | #REF! | #REF! | #REF! | #REF! | #REF! | #REF! | #REF! | #REF! | #REF! | #REF! | #REF! | #REF! | #REF! | #REF! | #REF! | #REF! | #REF! | #REF! | #REF! | #REF! | #REF! | #REF! | #REF! | #REF! | #REF! | #REF! | #REF! | #REF! | #REF! | #REF! | #REF! | #REF! | #REF! | #REF! | #REF! | #REF! | #REF! | #REF! | #REF! | #REF! | #REF! | #REF! | #REF! | #REF! | #REF! | #REF! | #REF! | #REF! | #REF! | #REF! | #REF! | #REF! | #REF! | #REF! | #REF! | #REF! | #REF! | #REF! | #REF! | #REF! | #REF! | #REF! | #REF! | #REF! | #REF! | #REF! | #REF! | #REF! | #REF! | #REF! | #REF! | #REF! | #REF! | #REF! | #REF! | #REF! | #REF!
(1) RECEITAS TRIBUTÁVEIS | 0 | 0 | 0 | 0 | 0 | 0 | 0 | 0 | 0 | 0 | 0 | 0 | 0 | 0 | #NAME? | #NAME? | #NAME? | #NAME? | #NAME? | #NAME? | #NAME? | #NAME? | #NAME? | #NAME? | #NAME? | #NAME? | #NAME? | #NAME? | #NAME? | #NAME? | #NAME? | #NAME? | #NAME? | #NAME? | #NAME? | #NAME? | #NAME? | #NAME? | #NAME? | #NAME? | #NAME? | #NAME? | #NAME? | #NAME? | #NAME? | #NAME? | #NAME? | #NAME? | #NAME? | #NAME? | #NAME? | #NAME? | #NAME? | #NAME? | #NAME? | #NAME? | #NAME? | #NAME? | #NAME? | #NAME? | #NAME? | #NAME? | #NAME? | #NAME? | #NAME? | #NAME? | #NAME? | #NAME? | #NAME? | #NAME? | #NAME? | #NAME? | #NAME? | #NAME? | #NAME? | #NAME? | #NAME? | #NAME? | #NAME? | #NAME? | #NAME? | #NAME? | #NAME? | #NAME? | #NAME? | #NAME? | #NAME? | #NAME? | #NAME? | #NAME? | #NAME? | #NAME? | #NAME? | #NAME? | #NAME? | #NAME? | #NAME? | #NAME? | #NAME? | #NAME? | #NAME? | #NAME? | #NAME? | #NAME? | #NAME? | #NAME? | #NAME? | #NAME? | #NAME? | #NAME? | #NAME? | #NAME? | #NAME? | #NAME? | #NAME? | #NAME? | #NAME? | #NAME? | #NAME? | #NAME? | #NAME? | #NAME? | #NAME? | #NAME? | #NAME? | #NAME? | #NAME? | #NAME? | #NAME? | #NAME? | #NAME? | #NAME? | #NAME? | #NAME? | #NAME? | #NAME? | #NAME? | #NAME? | #NAME? | #NAME? | #NAME? | #NAME? | #NAME? | #NAME? | #NAME? | #NAME? | #NAME? | #NAME? | #NAME? | #NAME? | #NAME? | #NAME? | #NAME? | #NAME? | #NAME? | #NAME? | #NAME? | #NAME? | #NAME? | #NAME? | #NAME? | #NAME? | #NAME? | #NAME? | #NAME? | #NAME? | #NAME? | #NAME? | #NAME? | #NAME? | #NAME? | #NAME? | #NAME? | #NAME? | #NAME? | #NAME? | #NAME? | #NAME? | #NAME? | #NAME? | #NAME? | #NAME? | #NAME? | #NAME? | #NAME? | #NAME? | #NAME? | #NAME? | #NAME? | #NAME? | #NAME? | #NAME? | #NAME? | #NAME? | #NAME? | #NAME? | #NAME? | #NAME? | #NAME? | #NAME? | #NAME? | #NAME? | #NAME? | #NAME? | #NAME? | #NAME? | #NAME? | #NAME? | #NAME? | #NAME? | #NAME? | #NAME? | #NAME? | #NAME? | #NAME? | #NAME?
(+) Contraprestações - Investimento (CAPEX) | 0 | 0 | 0 | 0 | 0 | 0 | 0 | 0 | 0 | 0 | 0 | 0 | 0 | 0 | #NAME? | #NAME? | #NAME? | #NAME? | #NAME? | #NAME? | #NAME? | #NAME? | #NAME? | #NAME? | #NAME? | #NAME? | #NAME? | #NAME? | #NAME? | #NAME? | #NAME? | #NAME? | #NAME? | #NAME? | #NAME? | #NAME? | #NAME? | #NAME? | #NAME? | #NAME? | #NAME? | #NAME? | #NAME? | #NAME? | #NAME? | #NAME? | #NAME? | #NAME? | #NAME? | #NAME? | #NAME? | #NAME? | #NAME? | #NAME? | #NAME? | #NAME? | #NAME? | #NAME? | #NAME? | #NAME? | #NAME? | #NAME? | #NAME? | #NAME? | #NAME? | #NAME? | #NAME? | #NAME? | #NAME? | #NAME? | #NAME? | #NAME? | #NAME? | #NAME? | #NAME? | #NAME? | #NAME? | #NAME? | #NAME? | #NAME? | #NAME? | #NAME? | #NAME? | #NAME? | #NAME? | #NAME? | #NAME? | #NAME? | #NAME? | #NAME? | #NAME? | #NAME? | #NAME? | #NAME? | #NAME? | #NAME? | #NAME? | #NAME? | #NAME? | #NAME? | #NAME? | #NAME? | #NAME? | #NAME? | #NAME? | #NAME? | #NAME? | #NAME? | #NAME? | #NAME? | #NAME? | #NAME? | #NAME? | #NAME? | #NAME? | #NAME? | #NAME? | #NAME? | #NAME? | #NAME? | #NAME? | #NAME? | #NAME? | #NAME? | #NAME? | #NAME? | #NAME? | #NAME? | #NAME? | #NAME? | #NAME? | #NAME? | #NAME? | #NAME? | #NAME? | #NAME? | #NAME? | #NAME? | #NAME? | #NAME? | #NAME? | #NAME? | #NAME? | #NAME? | #NAME? | #NAME? | #NAME? | #NAME? | #NAME? | #NAME? | #NAME? | #NAME? | #NAME? | #NAME? | #NAME? | #NAME? | #NAME? | #NAME? | #NAME? | #NAME? | #NAME? | #NAME? | #NAME? | #NAME? | #NAME? | #NAME? | #NAME? | #NAME? | #NAME? | #NAME? | #NAME? | #NAME? | #NAME? | #NAME? | #NAME? | #NAME? | #NAME? | #NAME? | #NAME? | #NAME? | #NAME? | #NAME? | #NAME? | #NAME? | #NAME? | #NAME? | #NAME? | #NAME? | #NAME? | #NAME? | #NAME? | #NAME? | #NAME? | #NAME? | #NAME? | #NAME? | #NAME? | #NAME? | #NAME? | #NAME? | #NAME? | #NAME? | #NAME? | #NAME? | #NAME? | #NAME? | #NAME? | #NAME? | #NAME? | #NAME? | #NAME? | #NAME? | #NAME? | #NAME? | #NAME? | #NAME?
(+) CMM1 - Iluminação Viária (V4/V5) | 0 | 0 | 0 | 0 | 0 | 0 | 0 | 0 | 0 | 0 | 0 | 0 | 0 | 0 | #NAME? | #NAME? | #NAME? | #NAME? | #NAME? | #NAME? | #NAME? | #NAME? | #NAME? | #NAME? | #NAME? | #NAME? | #NAME? | #NAME? | #NAME? | #NAME? | #NAME? | #NAME? | #NAME? | #NAME? | #NAME? | #NAME? | #NAME? | #NAME? | #NAME? | #NAME? | #NAME? | #NAME? | #NAME? | #NAME? | #NAME? | #NAME? | #NAME? | #NAME? | #NAME? | #NAME? | #NAME? | #NAME? | #NAME? | #NAME? | #NAME? | #NAME? | #NAME? | #NAME? | #NAME? | #NAME? | #NAME? | #NAME? | #NAME? | #NAME? | #NAME? | #NAME? | #NAME? | #NAME? | #NAME? | #NAME? | #NAME? | #NAME? | #NAME? | #NAME? | #NAME? | #NAME? | #NAME? | #NAME? | #NAME? | #NAME? | #NAME? | #NAME? | #NAME? | #NAME? | #NAME? | #NAME? | #NAME? | #NAME? | #NAME? | #NAME? | #NAME? | #NAME? | #NAME? | #NAME? | #NAME? | #NAME? | #NAME? | #NAME? | #NAME? | #NAME? | #NAME? | #NAME? | #NAME? | #NAME? | #NAME? | #NAME? | #NAME? | #NAME? | #NAME? | #NAME? | #NAME? | #NAME? | #NAME? | #NAME? | #NAME? | #NAME? | #NAME? | #NAME? | #NAME? | #NAME? | #NAME? | #NAME? | #NAME? | #NAME? | #NAME? | #NAME? | #NAME? | #NAME? | #NAME? | #NAME? | #NAME? | #NAME? | #NAME? | #NAME? | #NAME? | #NAME? | #NAME? | #NAME? | #NAME? | #NAME? | #NAME? | #NAME? | #NAME? | #NAME? | #NAME? | #NAME? | #NAME? | #NAME? | #NAME? | #NAME? | #NAME? | #NAME? | #NAME? | #NAME? | #NAME? | #NAME? | #NAME? | #NAME? | #NAME? | #NAME? | #NAME? | #NAME? | #NAME? | #NAME? | #NAME? | #NAME? | #NAME? | #NAME? | #NAME? | #NAME? | #NAME? | #NAME? | #NAME? | #NAME? | #NAME? | #NAME? | #NAME? | #NAME? | #NAME? | #NAME? | #NAME? | #NAME? | #NAME? | #NAME? | #NAME? | #NAME? | #NAME? | #NAME? | #NAME? | #NAME? | #NAME? | #NAME? | #NAME? | #NAME? | #NAME? | #NAME? | #NAME? | #NAME? | #NAME? | #NAME? | #NAME? | #NAME? | #NAME? | #NAME? | #NAME? | #NAME? | #NAME? | #NAME? | #NAME? | #NAME? | #NAME? | #NAME? | #NAME? | #NAME? | #NAME? | #NAME?
(+) CMM2 - Iluminação Viária (V1...V3) | 0 | 0 | 0 | 0 | 0 | 0 | 0 | 0 | 0 | 0 | 0 | 0 | 0 | 0 | 0 | 0 | 0 | 0 | 0 | 0 | 0 | 0 | 0 | 0 | 0 | 0 | 0 | 0 | 0 | 0 | 0 | 0 | 0 | 0 | 0 | 0 | 0 | 0 | 0 | 0 | 0 | 0 | 0 | 0 | 0 | 0 | 0 | 0 | 0 | 0 | 0 | 0 | 0 | 0 | 0 | 0 | 0 | 0 | 0 | 0 | 0 | 0 | 0 | 0 | 0 | 0 | 0 | 0 | 0 | 0 | 0 | 0 | 0 | 0 | 0 | 0 | 0 | 0 | 0 | 0 | 0 | 0 | 0 | 0 | 0 | 0 | 0 | 0 | 0 | 0 | 0 | 0 | 0 | 0 | 0 | 0 | 0 | 0 | 0 | 0 | 0 | 0 | 0 | 0 | 0 | 0 | 0 | 0 | 0 | 0 | 0 | 0 | 0 | 0 | 0 | 0 | 0 | 0 | 0 | 0 | 0 | 0 | 0 | 0 | 0 | 0 | 0 | 0 | 0 | 0 | 0 | 0 | 0 | 0 | 0 | 0 | 0 | 0 | 0 | 0 | 0 | 0 | 0 | 0 | 0 | 0 | 0 | 0 | 0 | 0 | 0 | 0 | 0 | 0 | 0 | 0 | 0 | 0 | 0 | 0 | 0 | 0 | 0 | 0 | 0 | 0 | 0 | 0 | 0 | 0 | 0 | 0 | 0 | 0 | 0 | 0 | 0 | 0 | 0 | 0 | 0 | 0 | 0 | 0 | 0 | 0 | 0 | 0 | 0 | 0 | 0 | 0 | 0 | 0 | 0 | 0 | 0 | 0 | 0 | 0 | 0 | 0 | 0 | 0 | 0 | 0 | 0 | 0 | 0 | 0 | 0 | 0 | 0 | 0 | 0 | 0
(+) CMM3 - faixas de pedestres e ciclovias | 0 | 0 | 0 | 0 | 0 | 0 | 0 | 0 | 0 | 0 | 0 | 0 | 0 | 0 | 0 | 0 | 0 | 0 | 0 | 0 | 0 | 0 | 0 | 0 | 0 | 0 | 0 | 0 | 0 | 0 | 0 | 0 | 0 | 0 | 0 | 0 | 0 | 0 | 0 | 0 | 0 | 0 | 0 | 0 | 0 | 0 | 0 | 0 | 0 | 0 | 0 | 0 | 0 | 0 | 0 | 0 | 0 | 0 | 0 | 0 | 0 | 0 | 0 | 0 | 0 | 0 | 0 | 0 | 0 | 0 | 0 | 0 | 0 | 0 | 0 | 0 | 0 | 0 | 0 | 0 | 0 | 0 | 0 | 0 | 0 | 0 | 0 | 0 | 0 | 0 | 0 | 0 | 0 | 0 | 0 | 0 | 0 | 0 | 0 | 0 | 0 | 0 | 0 | 0 | 0 | 0 | 0 | 0 | 0 | 0 | 0 | 0 | 0 | 0 | 0 | 0 | 0 | 0 | 0 | 0 | 0 | 0 | 0 | 0 | 0 | 0 | 0 | 0 | 0 | 0 | 0 | 0 | 0 | 0 | 0 | 0 | 0 | 0 | 0 | 0 | 0 | 0 | 0 | 0 | 0 | 0 | 0 | 0 | 0 | 0 | 0 | 0 | 0 | 0 | 0 | 0 | 0 | 0 | 0 | 0 | 0 | 0 | 0 | 0 | 0 | 0 | 0 | 0 | 0 | 0 | 0 | 0 | 0 | 0 | 0 | 0 | 0 | 0 | 0 | 0 | 0 | 0 | 0 | 0 | 0 | 0 | 0 | 0 | 0 | 0 | 0 | 0 | 0 | 0 | 0 | 0 | 0 | 0 | 0 | 0 | 0 | 0 | 0 | 0 | 0 | 0 | 0 | 0 | 0 | 0 | 0 | 0 | 0 | 0 | 0 | 0
(+) CMM4 - iluminação especial | 0 | 0 | 0 | 0 | 0 | 0 | 0 | 0 | 0 | 0 | 0 | 0 | 0 | 0 | 0 | 0 | 0 | 0 | 0 | 0 | 0 | 0 | 0 | 0 | 0 | 0 | 0 | 0 | 0 | 0 | 0 | 0 | 0 | 0 | 0 | 0 | 0 | 0 | 0 | 0 | 0 | 0 | 0 | 0 | 0 | 0 | 0 | 0 | 0 | 0 | 0 | 0 | 0 | 0 | 0 | 0 | 0 | 0 | 0 | 0 | 0 | 0 | 0 | 0 | 0 | 0 | 0 | 0 | 0 | 0 | 0 | 0 | 0 | 0 | 0 | 0 | 0 | 0 | 0 | 0 | 0 | 0 | 0 | 0 | 0 | 0 | 0 | 0 | 0 | 0 | 0 | 0 | 0 | 0 | 0 | 0 | 0 | 0 | 0 | 0 | 0 | 0 | 0 | 0 | 0 | 0 | 0 | 0 | 0 | 0 | 0 | 0 | 0 | 0 | 0 | 0 | 0 | 0 | 0 | 0 | 0 | 0 | 0 | 0 | 0 | 0 | 0 | 0 | 0 | 0 | 0 | 0 | 0 | 0 | 0 | 0 | 0 | 0 | 0 | 0 | 0 | 0 | 0 | 0 | 0 | 0 | 0 | 0 | 0 | 0 | 0 | 0 | 0 | 0 | 0 | 0 | 0 | 0 | 0 | 0 | 0 | 0 | 0 | 0 | 0 | 0 | 0 | 0 | 0 | 0 | 0 | 0 | 0 | 0 | 0 | 0 | 0 | 0 | 0 | 0 | 0 | 0 | 0 | 0 | 0 | 0 | 0 | 0 | 0 | 0 | 0 | 0 | 0 | 0 | 0 | 0 | 0 | 0 | 0 | 0 | 0 | 0 | 0 | 0 | 0 | 0 | 0 | 0 | 0 | 0 | 0 | 0 | 0 | 0 | 0 | 0
(+) Contraprestações - Serviços (OPEX) | 0 | 0 | 0 | 0 | 0 | 0 | 0 | 0 | 0 | 0 | 0 | 0 | 0 | 0 | 0 | 0 | 0 | 0 | 0 | 0 | 0 | 0 | 0 | 0 | 0 | 0 | 0 | 0 | 0 | 0 | 0 | 0 | 0 | 0 | 0 | 0 | 0 | 0 | 0 | 0 | 0 | 0 | 0 | 0 | 0 | 0 | 0 | 0 | 0 | 0 | 0 | 0 | 0 | 0 | 0 | 0 | 0 | 0 | 0 | 0 | 0 | 0 | 0 | 0 | 0 | 0 | 0 | 0 | 0 | 0 | 0 | 0 | 0 | 0 | 0 | 0 | 0 | 0 | 0 | 0 | 0 | 0 | 0 | 0 | 0 | 0 | 0 | 0 | 0 | 0 | 0 | 0 | 0 | 0 | 0 | 0 | 0 | 0 | 0 | 0 | 0 | 0 | 0 | 0 | 0 | 0 | 0 | 0 | 0 | 0 | 0 | 0 | 0 | 0 | 0 | 0 | 0 | 0 | 0 | 0 | 0 | 0 | 0 | 0 | 0 | 0 | 0 | 0 | 0 | 0 | 0 | 0 | 0 | 0 | 0 | 0 | 0 | 0 | 0 | 0 | 0 | 0 | 0 | 0 | 0 | 0 | 0 | 0 | 0 | 0 | 0 | 0 | 0 | 0 | 0 | 0 | 0 | 0 | 0 | 0 | 0 | 0 | 0 | 0 | 0 | 0 | 0 | 0 | 0 | 0 | 0 | 0 | 0 | 0 | 0 | 0 | 0 | 0 | 0 | 0 | 0 | 0 | 0 | 0 | 0 | 0 | 0 | 0 | 0 | 0 | 0 | 0 | 0 | 0 | 0 | 0 | 0 | 0 | 0 | 0 | 0 | 0 | 0 | 0 | 0 | 0 | 0 | 0 | 0 | 0 | 0 | 0 | 0 | 0 | 0 | 0
(+) CMM5 - O&M | 0 | 0 | 0 | 0 | 0 | 0 | 0 | 0 | 0 | 0 | 0 | 0 | 0 | 0 | 0 | 0 | 0 | 0 | 0 | 0 | 0 | 0 | 0 | 0 | 0 | 0 | 0 | 0 | 0 | 0 | 0 | 0 | 0 | 0 | 0 | 0 | 0 | 0 | 0 | 0 | 0 | 0 | 0 | 0 | 0 | 0 | 0 | 0 | 0 | 0 | 0 | 0 | 0 | 0 | 0 | 0 | 0 | 0 | 0 | 0 | 0 | 0 | 0 | 0 | 0 | 0 | 0 | 0 | 0 | 0 | 0 | 0 | 0 | 0 | 0 | 0 | 0 | 0 | 0 | 0 | 0 | 0 | 0 | 0 | 0 | 0 | 0 | 0 | 0 | 0 | 0 | 0 | 0 | 0 | 0 | 0 | 0 | 0 | 0 | 0 | 0 | 0 | 0 | 0 | 0 | 0 | 0 | 0 | 0 | 0 | 0 | 0 | 0 | 0 | 0 | 0 | 0 | 0 | 0 | 0 | 0 | 0 | 0 | 0 | 0 | 0 | 0 | 0 | 0 | 0 | 0 | 0 | 0 | 0 | 0 | 0 | 0 | 0 | 0 | 0 | 0 | 0 | 0 | 0 | 0 | 0 | 0 | 0 | 0 | 0 | 0 | 0 | 0 | 0 | 0 | 0 | 0 | 0 | 0 | 0 | 0 | 0 | 0 | 0 | 0 | 0 | 0 | 0 | 0 | 0 | 0 | 0 | 0 | 0 | 0 | 0 | 0 | 0 | 0 | 0 | 0 | 0 | 0 | 0 | 0 | 0 | 0 | 0 | 0 | 0 | 0 | 0 | 0 | 0 | 0 | 0 | 0 | 0 | 0 | 0 | 0 | 0 | 0 | 0 | 0 | 0 | 0 | 0 | 0 | 0 | 0 | 0 | 0 | 0 | 0 | 0
(+) BCE - Bônus de Consumo de Energia | 0 | 0 | 0 | 0 | 0 | 0 | 0 | 0 | 0 | 0 | 0 | 0 | 0 | 0 | 0 | 0 | 0 | 0 | 0 | 0 | 0 | 0 | 0 | 0 | 0 | 0 | 0 | 0 | 0 | 0 | 0 | 0 | 0 | 0 | 0 | 0 | 0 | 0 | 0 | 0 | 0 | 0 | 0 | 0 | 0 | 0 | 0 | 0 | 0 | 0 | 0 | 0 | 0 | 0 | 0 | 0 | 0 | 0 | 0 | 0 | 0 | 0 | 0 | 0 | 0 | 0 | 0 | 0 | 0 | 0 | 0 | 0 | 0 | 0 | 0 | 0 | 0 | 0 | 0 | 0 | 0 | 0 | 0 | 0 | 0 | 0 | 0 | 0 | 0 | 0 | 0 | 0 | 0 | 0 | 0 | 0 | 0 | 0 | 0 | 0 | 0 | 0 | 0 | 0 | 0 | 0 | 0 | 0 | 0 | 0 | 0 | 0 | 0 | 0 | 0 | 0 | 0 | 0 | 0 | 0 | 0 | 0 | 0 | 0 | 0 | 0 | 0 | 0 | 0 | 0 | 0 | 0 | 0 | 0 | 0 | 0 | 0 | 0 | 0 | 0 | 0 | 0 | 0 | 0 | 0 | 0 | 0 | 0 | 0 | 0 | 0 | 0 | 0 | 0 | 0 | 0 | 0 | 0 | 0 | 0 | 0 | 0 | 0 | 0 | 0 | 0 | 0 | 0 | 0 | 0 | 0 | 0 | 0 | 0 | 0 | 0 | 0 | 0 | 0 | 0 | 0 | 0 | 0 | 0 | 0 | 0 | 0 | 0 | 0 | 0 | 0 | 0 | 0 | 0 | 0 | 0 | 0 | 0 | 0 | 0 | 0 | 0 | 0 | 0 | 0 | 0 | 0 | 0 | 0 | 0 | 0 | 0 | 0 | 0 | 0 | 0
(+) Cota de Expansão | 0 | 0 | 0 | 0 | 0 | 0 | 0 | 0 | 0 | 0 | 0 | 0 | 0 | 0 | 0 | 0 | 0 | 0 | 0 | 0 | 0 | 0 | 0 | 0 | 0 | 0 | 0 | 0 | 0 | 0 | 0 | 0 | 0 | 0 | 0 | 0 | 0 | 0 | 0 | 0 | 0 | 0 | 0 | 0 | 0 | 0 | 0 | 0 | 0 | 0 | 0 | 0 | 0 | 0 | 0 | 0 | 0 | 0 | 0 | 0 | 0 | 0 | 0 | 0 | 0 | 0 | 0 | 0 | 0 | 0 | 0 | 0 | 0 | 0 | 0 | 0 | 0 | 0 | 0 | 0 | 0 | 0 | 0 | 0 | 0 | 0 | 0 | 0 | 0 | 0 | 0 | 0 | 0 | 0 | 0 | 0 | 0 | 0 | 0 | 0 | 0 | 0 | 0 | 0 | 0 | 0 | 0 | 0 | 0 | 0 | 0 | 0 | 0 | 0 | 0 | 0 | 0 | 0 | 0 | 0 | 0 | 0 | 0 | 0 | 0 | 0 | 0 | 0 | 0 | 0 | 0 | 0 | 0 | 0 | 0 | 0 | 0 | 0 | 0 | 0 | 0 | 0 | 0 | 0 | 0 | 0 | 0 | 0 | 0 | 0 | 0 | 0 | 0 | 0 | 0 | 0 | 0 | 0 | 0 | 0 | 0 | 0 | 0 | 0 | 0 | 0 | 0 | 0 | 0 | 0 | 0 | 0 | 0 | 0 | 0 | 0 | 0 | 0 | 0 | 0 | 0 | 0 | 0 | 0 | 0 | 0 | 0 | 0 | 0 | 0 | 0 | 0 | 0 | 0 | 0 | 0 | 0 | 0 | 0 | 0 | 0 | 0 | 0 | 0 | 0 | 0 | 0 | 0 | 0 | 0 | 0 | 0 | 0 | 0 | 0 | 0
(+) Iluminação Viária (V4/V5) - Exclusivos | 0 | 0 | 0 | 0 | 0 | 0 | 0 | 0 | 0 | 0 | 0 | 0 | 0 | 0 | 0 | 0 | 0 | 0 | 0 | 0 | 0 | 0 | 0 | 0 | 0 | 0 | 0 | 0 | 0 | 0 | 0 | 0 | 0 | 0 | 0 | 0 | 0 | 0 | 0 | 0 | 0 | 0 | 0 | 0 | 0 | 0 | 0 | 0 | 0 | 0 | 0 | 0 | 0 | 0 | 0 | 0 | 0 | 0 | 0 | 0 | 0 | 0 | 0 | 0 | 0 | 0 | 0 | 0 | 0 | 0 | 0 | 0 | 0 | 0 | 0 | 0 | 0 | 0 | 0 | 0 | 0 | 0 | 0 | 0 | 0 | 0 | 0 | 0 | 0 | 0 | 0 | 0 | 0 | 0 | 0 | 0 | 0 | 0 | 0 | 0 | 0 | 0 | 0 | 0 | 0 | 0 | 0 | 0 | 0 | 0 | 0 | 0 | 0 | 0 | 0 | 0 | 0 | 0 | 0 | 0 | 0 | 0 | 0 | 0 | 0 | 0 | 0 | 0 | 0 | 0 | 0 | 0 | 0 | 0 | 0 | 0 | 0 | 0 | 0 | 0 | 0 | 0 | 0 | 0 | 0 | 0 | 0 | 0 | 0 | 0 | 0 | 0 | 0 | 0 | 0 | 0 | 0 | 0 | 0 | 0 | 0 | 0 | 0 | 0 | 0 | 0 | 0 | 0 | 0 | 0 | 0 | 0 | 0 | 0 | 0 | 0 | 0 | 0 | 0 | 0 | 0 | 0 | 0 | 0 | 0 | 0 | 0 | 0 | 0 | 0 | 0 | 0 | 0 | 0 | 0 | 0 | 0 | 0 | 0 | 0 | 0 | 0 | 0 | 0 | 0 | 0 | 0 | 0 | 0 | 0 | 0 | 0 | 0 | 0 | 0 | 0
(+) Iluminação Viária (V1...V3) - Exclusivos | 0 | 0 | 0 | 0 | 0 | 0 | 0 | 0 | 0 | 0 | 0 | 0 | 0 | 0 | 0 | 0 | 0 | 0 | 0 | 0 | 0 | 0 | 0 | 0 | 0 | 0 | 0 | 0 | 0 | 0 | 0 | 0 | 0 | 0 | 0 | 0 | 0 | 0 | 0 | 0 | 0 | 0 | 0 | 0 | 0 | 0 | 0 | 0 | 0 | 0 | 0 | 0 | 0 | 0 | 0 | 0 | 0 | 0 | 0 | 0 | 0 | 0 | 0 | 0 | 0 | 0 | 0 | 0 | 0 | 0 | 0 | 0 | 0 | 0 | 0 | 0 | 0 | 0 | 0 | 0 | 0 | 0 | 0 | 0 | 0 | 0 | 0 | 0 | 0 | 0 | 0 | 0 | 0 | 0 | 0 | 0 | 0 | 0 | 0 | 0 | 0 | 0 | 0 | 0 | 0 | 0 | 0 | 0 | 0 | 0 | 0 | 0 | 0 | 0 | 0 | 0 | 0 | 0 | 0 | 0 | 0 | 0 | 0 | 0 | 0 | 0 | 0 | 0 | 0 | 0 | 0 | 0 | 0 | 0 | 0 | 0 | 0 | 0 | 0 | 0 | 0 | 0 | 0 | 0 | 0 | 0 | 0 | 0 | 0 | 0 | 0 | 0 | 0 | 0 | 0 | 0 | 0 | 0 | 0 | 0 | 0 | 0 | 0 | 0 | 0 | 0 | 0 | 0 | 0 | 0 | 0 | 0 | 0 | 0 | 0 | 0 | 0 | 0 | 0 | 0 | 0 | 0 | 0 | 0 | 0 | 0 | 0 | 0 | 0 | 0 | 0 | 0 | 0 | 0 | 0 | 0 | 0 | 0 | 0 | 0 | 0 | 0 | 0 | 0 | 0 | 0 | 0 | 0 | 0 | 0 | 0 | 0 | 0 | 0 | 0 | 0
(+) Iluminação Viária (V4/V5) - Compartilhados | 0 | 0 | 0 | 0 | 0 | 0 | 0 | 0 | 0 | 0 | 0 | 0 | 0 | 0 | 0 | 0 | 0 | 0 | 0 | 0 | 0 | 0 | 0 | 0 | 0 | 0 | 0 | 0 | 0 | 0 | 0 | 0 | 0 | 0 | 0 | 0 | 0 | 0 | 0 | 0 | 0 | 0 | 0 | 0 | 0 | 0 | 0 | 0 | 0 | 0 | 0 | 0 | 0 | 0 | 0 | 0 | 0 | 0 | 0 | 0 | 0 | 0 | 0 | 0 | 0 | 0 | 0 | 0 | 0 | 0 | 0 | 0 | 0 | 0 | 0 | 0 | 0 | 0 | 0 | 0 | 0 | 0 | 0 | 0 | 0 | 0 | 0 | 0 | 0 | 0 | 0 | 0 | 0 | 0 | 0 | 0 | 0 | 0 | 0 | 0 | 0 | 0 | 0 | 0 | 0 | 0 | 0 | 0 | 0 | 0 | 0 | 0 | 0 | 0 | 0 | 0 | 0 | 0 | 0 | 0 | 0 | 0 | 0 | 0 | 0 | 0 | 0 | 0 | 0 | 0 | 0 | 0 | 0 | 0 | 0 | 0 | 0 | 0 | 0 | 0 | 0 | 0 | 0 | 0 | 0 | 0 | 0 | 0 | 0 | 0 | 0 | 0 | 0 | 0 | 0 | 0 | 0 | 0 | 0 | 0 | 0 | 0 | 0 | 0 | 0 | 0 | 0 | 0 | 0 | 0 | 0 | 0 | 0 | 0 | 0 | 0 | 0 | 0 | 0 | 0 | 0 | 0 | 0 | 0 | 0 | 0 | 0 | 0 | 0 | 0 | 0 | 0 | 0 | 0 | 0 | 0 | 0 | 0 | 0 | 0 | 0 | 0 | 0 | 0 | 0 | 0 | 0 | 0 | 0 | 0 | 0 | 0 | 0 | 0 | 0 | 0
(+) Iluminação Viária (V1...V3) - Compartilhados | 0 | 0 | 0 | 0 | 0 | 0 | 0 | 0 | 0 | 0 | 0 | 0 | 0 | 0 | 0 | 0 | 0 | 0 | 0 | 0 | 0 | 0 | 0 | 0 | 0 | 0 | 0 | 0 | 0 | 0 | 0 | 0 | 0 | 0 | 0 | 0 | 0 | 0 | 0 | 0 | 0 | 0 | 0 | 0 | 0 | 0 | 0 | 0 | 0 | 0 | 0 | 0 | 0 | 0 | 0 | 0 | 0 | 0 | 0 | 0 | 0 | 0 | 0 | 0 | 0 | 0 | 0 | 0 | 0 | 0 | 0 | 0 | 0 | 0 | 0 | 0 | 0 | 0 | 0 | 0 | 0 | 0 | 0 | 0 | 0 | 0 | 0 | 0 | 0 | 0 | 0 | 0 | 0 | 0 | 0 | 0 | 0 | 0 | 0 | 0 | 0 | 0 | 0 | 0 | 0 | 0 | 0 | 0 | 0 | 0 | 0 | 0 | 0 | 0 | 0 | 0 | 0 | 0 | 0 | 0 | 0 | 0 | 0 | 0 | 0 | 0 | 0 | 0 | 0 | 0 | 0 | 0 | 0 | 0 | 0 | 0 | 0 | 0 | 0 | 0 | 0 | 0 | 0 | 0 | 0 | 0 | 0 | 0 | 0 | 0 | 0 | 0 | 0 | 0 | 0 | 0 | 0 | 0 | 0 | 0 | 0 | 0 | 0 | 0 | 0 | 0 | 0 | 0 | 0 | 0 | 0 | 0 | 0 | 0 | 0 | 0 | 0 | 0 | 0 | 0 | 0 | 0 | 0 | 0 | 0 | 0 | 0 | 0 | 0 | 0 | 0 | 0 | 0 | 0 | 0 | 0 | 0 | 0 | 0 | 0 | 0 | 0 | 0 | 0 | 0 | 0 | 0 | 0 | 0 | 0 | 0 | 0 | 0 | 0 | 0 | 0
(+) Iluminação FTP | 0 | 0 | 0 | 0 | 0 | 0 | 0 | 0 | 0 | 0 | 0 | 0 | 0 | 0 | 0 | 0 | 0 | 0 | 0 | 0 | 0 | 0 | 0 | 0 | 0 | 0 | 0 | 0 | 0 | 0 | 0 | 0 | 0 | 0 | 0 | 0 | 0 | 0 | 0 | 0 | 0 | 0 | 0 | 0 | 0 | 0 | 0 | 0 | 0 | 0 | 0 | 0 | 0 | 0 | 0 | 0 | 0 | 0 | 0 | 0 | 0 | 0 | 0 | 0 | 0 | 0 | 0 | 0 | 0 | 0 | 0 | 0 | 0 | 0 | 0 | 0 | 0 | 0 | 0 | 0 | 0 | 0 | 0 | 0 | 0 | 0 | 0 | 0 | 0 | 0 | 0 | 0 | 0 | 0 | 0 | 0 | 0 | 0 | 0 | 0 | 0 | 0 | 0 | 0 | 0 | 0 | 0 | 0 | 0 | 0 | 0 | 0 | 0 | 0 | 0 | 0 | 0 | 0 | 0 | 0 | 0 | 0 | 0 | 0 | 0 | 0 | 0 | 0 | 0 | 0 | 0 | 0 | 0 | 0 | 0 | 0 | 0 | 0 | 0 | 0 | 0 | 0 | 0 | 0 | 0 | 0 | 0 | 0 | 0 | 0 | 0 | 0 | 0 | 0 | 0 | 0 | 0 | 0 | 0 | 0 | 0 | 0 | 0 | 0 | 0 | 0 | 0 | 0 | 0 | 0 | 0 | 0 | 0 | 0 | 0 | 0 | 0 | 0 | 0 | 0 | 0 | 0 | 0 | 0 | 0 | 0 | 0 | 0 | 0 | 0 | 0 | 0 | 0 | 0 | 0 | 0 | 0 | 0 | 0 | 0 | 0 | 0 | 0 | 0 | 0 | 0 | 0 | 0 | 0 | 0 | 0 | 0 | 0 | 0 | 0 | 0
(+) Iluminação Ciclovia e Ciclofaixa | 0 | 0 | 0 | 0 | 0 | 0 | 0 | 0 | 0 | 0 | 0 | 0 | 0 | 0 | 0 | 0 | 0 | 0 | 0 | 0 | 0 | 0 | 0 | 0 | 0 | 0 | 0 | 0 | 0 | 0 | 0 | 0 | 0 | 0 | 0 | 0 | 0 | 0 | 0 | 0 | 0 | 0 | 0 | 0 | 0 | 0 | 0 | 0 | 0 | 0 | 0 | 0 | 0 | 0 | 0 | 0 | 0 | 0 | 0 | 0 | 0 | 0 | 0 | 0 | 0 | 0 | 0 | 0 | 0 | 0 | 0 | 0 | 0 | 0 | 0 | 0 | 0 | 0 | 0 | 0 | 0 | 0 | 0 | 0 | 0 | 0 | 0 | 0 | 0 | 0 | 0 | 0 | 0 | 0 | 0 | 0 | 0 | 0 | 0 | 0 | 0 | 0 | 0 | 0 | 0 | 0 | 0 | 0 | 0 | 0 | 0 | 0 | 0 | 0 | 0 | 0 | 0 | 0 | 0 | 0 | 0 | 0 | 0 | 0 | 0 | 0 | 0 | 0 | 0 | 0 | 0 | 0 | 0 | 0 | 0 | 0 | 0 | 0 | 0 | 0 | 0 | 0 | 0 | 0 | 0 | 0 | 0 | 0 | 0 | 0 | 0 | 0 | 0 | 0 | 0 | 0 | 0 | 0 | 0 | 0 | 0 | 0 | 0 | 0 | 0 | 0 | 0 | 0 | 0 | 0 | 0 | 0 | 0 | 0 | 0 | 0 | 0 | 0 | 0 | 0 | 0 | 0 | 0 | 0 | 0 | 0 | 0 | 0 | 0 | 0 | 0 | 0 | 0 | 0 | 0 | 0 | 0 | 0 | 0 | 0 | 0 | 0 | 0 | 0 | 0 | 0 | 0 | 0 | 0 | 0 | 0 | 0 | 0 | 0 | 0 | 0
(+) Iluminação EPL | 0 | 0 | 0 | 0 | 0 | 0 | 0 | 0 | 0 | 0 | 0 | 0 | 0 | 0 | 0 | 0 | 0 | 0 | 0 | 0 | 0 | 0 | 0 | 0 | 0 | 0 | 0 | 0 | 0 | 0 | 0 | 0 | 0 | 0 | 0 | 0 | 0 | 0 | 0 | 0 | 0 | 0 | 0 | 0 | 0 | 0 | 0 | 0 | 0 | 0 | 0 | 0 | 0 | 0 | 0 | 0 | 0 | 0 | 0 | 0 | 0 | 0 | 0 | 0 | 0 | 0 | 0 | 0 | 0 | 0 | 0 | 0 | 0 | 0 | 0 | 0 | 0 | 0 | 0 | 0 | 0 | 0 | 0 | 0 | 0 | 0 | 0 | 0 | 0 | 0 | 0 | 0 | 0 | 0 | 0 | 0 | 0 | 0 | 0 | 0 | 0 | 0 | 0 | 0 | 0 | 0 | 0 | 0 | 0 | 0 | 0 | 0 | 0 | 0 | 0 | 0 | 0 | 0 | 0 | 0 | 0 | 0 | 0 | 0 | 0 | 0 | 0 | 0 | 0 | 0 | 0 | 0 | 0 | 0 | 0 | 0 | 0 | 0 | 0 | 0 | 0 | 0 | 0 | 0 | 0 | 0 | 0 | 0 | 0 | 0 | 0 | 0 | 0 | 0 | 0 | 0 | 0 | 0 | 0 | 0 | 0 | 0 | 0 | 0 | 0 | 0 | 0 | 0 | 0 | 0 | 0 | 0 | 0 | 0 | 0 | 0 | 0 | 0 | 0 | 0 | 0 | 0 | 0 | 0 | 0 | 0 | 0 | 0 | 0 | 0 | 0 | 0 | 0 | 0 | 0 | 0 | 0 | 0 | 0 | 0 | 0 | 0 | 0 | 0 | 0 | 0 | 0 | 0 | 0 | 0 | 0 | 0 | 0 | 0 | 0 | 0
(+) Iluminação Rural | 0 | 0 | 0 | 0 | 0 | 0 | 0 | 0 | 0 | 0 | 0 | 0 | 0 | 0 | 0 | 0 | 0 | 0 | 0 | 0 | 0 | 0 | 0 | 0 | 0 | 0 | 0 | 0 | 0 | 0 | 0 | 0 | 0 | 0 | 0 | 0 | 0 | 0 | 0 | 0 | 0 | 0 | 0 | 0 | 0 | 0 | 0 | 0 | 0 | 0 | 0 | 0 | 0 | 0 | 0 | 0 | 0 | 0 | 0 | 0 | 0 | 0 | 0 | 0 | 0 | 0 | 0 | 0 | 0 | 0 | 0 | 0 | 0 | 0 | 0 | 0 | 0 | 0 | 0 | 0 | 0 | 0 | 0 | 0 | 0 | 0 | 0 | 0 | 0 | 0 | 0 | 0 | 0 | 0 | 0 | 0 | 0 | 0 | 0 | 0 | 0 | 0 | 0 | 0 | 0 | 0 | 0 | 0 | 0 | 0 | 0 | 0 | 0 | 0 | 0 | 0 | 0 | 0 | 0 | 0 | 0 | 0 | 0 | 0 | 0 | 0 | 0 | 0 | 0 | 0 | 0 | 0 | 0 | 0 | 0 | 0 | 0 | 0 | 0 | 0 | 0 | 0 | 0 | 0 | 0 | 0 | 0 | 0 | 0 | 0 | 0 | 0 | 0 | 0 | 0 | 0 | 0 | 0 | 0 | 0 | 0 | 0 | 0 | 0 | 0 | 0 | 0 | 0 | 0 | 0 | 0 | 0 | 0 | 0 | 0 | 0 | 0 | 0 | 0 | 0 | 0 | 0 | 0 | 0 | 0 | 0 | 0 | 0 | 0 | 0 | 0 | 0 | 0 | 0 | 0 | 0 | 0 | 0 | 0 | 0 | 0 | 0 | 0 | 0 | 0 | 0 | 0 | 0 | 0 | 0 | 0 | 0 | 0 | 0 | 0 | 0
(+) Receitas Acessórias | 0 | 0 | 0 | 0 | 0 | 0 | 0 | 0 | 0 | 0 | 0 | 0 | 0 | 0 | 0 | 0 | 0 | 0 | 0 | 0 | 0 | 0 | 0 | 0 | 0 | 0 | 0 | 0 | 0 | 0 | 0 | 0 | 0 | 0 | 0 | 0 | 0 | 0 | 0 | 0 | 0 | 0 | 0 | 0 | 0 | 0 | 0 | 0 | 0 | 0 | 0 | 0 | 0 | 0 | 0 | 0 | 0 | 0 | 0 | 0 | 0 | 0 | 0 | 0 | 0 | 0 | 0 | 0 | 0 | 0 | 0 | 0 | 0 | 0 | 0 | 0 | 0 | 0 | 0 | 0 | 0 | 0 | 0 | 0 | 0 | 0 | 0 | 0 | 0 | 0 | 0 | 0 | 0 | 0 | 0 | 0 | 0 | 0 | 0 | 0 | 0 | 0 | 0 | 0 | 0 | 0 | 0 | 0 | 0 | 0 | 0 | 0 | 0 | 0 | 0 | 0 | 0 | 0 | 0 | 0 | 0 | 0 | 0 | 0 | 0 | 0 | 0 | 0 | 0 | 0 | 0 | 0 | 0 | 0 | 0 | 0 | 0 | 0 | 0 | 0 | 0 | 0 | 0 | 0 | 0 | 0 | 0 | 0 | 0 | 0 | 0 | 0 | 0 | 0 | 0 | 0 | 0 | 0 | 0 | 0 | 0 | 0 | 0 | 0 | 0 | 0 | 0 | 0 | 0 | 0 | 0 | 0 | 0 | 0 | 0 | 0 | 0 | 0 | 0 | 0 | 0 | 0 | 0 | 0 | 0 | 0 | 0 | 0 | 0 | 0 | 0 | 0 | 0 | 0 | 0 | 0 | 0 | 0 | 0 | 0 | 0 | 0 | 0 | 0 | 0 | 0 | 0 | 0 | 0 | 0 | 0 | 0 | 0 | 0 | 0 | 0
(+) Atividades Relacionadas | 0 | 0 | 0 | 0 | 0 | 0 | 0 | 0 | 0 | 0 | 0 | 0 | 0 | 0 | 0 | 0 | 0 | 0 | 0 | 0 | 0 | 0 | 0 | 0 | 0 | 0 | 0 | 0 | 0 | 0 | 0 | 0 | 0 | 0 | 0 | 0 | 0 | 0 | 0 | 0 | 0 | 0 | 0 | 0 | 0 | 0 | 0 | 0 | 0 | 0 | 0 | 0 | 0 | 0 | 0 | 0 | 0 | 0 | 0 | 0 | 0 | 0 | 0 | 0 | 0 | 0 | 0 | 0 | 0 | 0 | 0 | 0 | 0 | 0 | 0 | 0 | 0 | 0 | 0 | 0 | 0 | 0 | 0 | 0 | 0 | 0 | 0 | 0 | 0 | 0 | 0 | 0 | 0 | 0 | 0 | 0 | 0 | 0 | 0 | 0 | 0 | 0 | 0 | 0 | 0 | 0 | 0 | 0 | 0 | 0 | 0 | 0 | 0 | 0 | 0 | 0 | 0 | 0 | 0 | 0 | 0 | 0 | 0 | 0 | 0 | 0 | 0 | 0 | 0 | 0 | 0 | 0 | 0 | 0 | 0 | 0 | 0 | 0 | 0 | 0 | 0 | 0 | 0 | 0 | 0 | 0 | 0 | 0 | 0 | 0 | 0 | 0 | 0 | 0 | 0 | 0 | 0 | 0 | 0 | 0 | 0 | 0 | 0 | 0 | 0 | 0 | 0 | 0 | 0 | 0 | 0 | 0 | 0 | 0 | 0 | 0 | 0 | 0 | 0 | 0 | 0 | 0 | 0 | 0 | 0 | 0 | 0 | 0 | 0 | 0 | 0 | 0 | 0 | 0 | 0 | 0 | 0 | 0 | 0 | 0 | 0 | 0 | 0 | 0 | 0 | 0 | 0 | 0 | 0 | 0 | 0 | 0 | 0 | 0 | 0 | 0
(+) Receita de Sucata | 0 | 0 | 0 | 0 | 0 | 0 | 0 | 0 | 0 | 0 | 0 | 0 | 0 | 0 | 0 | 0 | 0 | 0 | 0 | 0 | 0 | 0 | 0 | 0 | 0 | 0 | 0 | 0 | 0 | 0 | 0 | 0 | 0 | 0 | 0 | 0 | 0 | 0 | 0 | 0 | 0 | 0 | 0 | 0 | 0 | 0 | 0 | 0 | 0 | 0 | 0 | 0 | 0 | 0 | 0 | 0 | 0 | 0 | 0 | 0 | 0 | 0 | 0 | 0 | 0 | 0 | 0 | 0 | 0 | 0 | 0 | 0 | 0 | 0 | 0 | 0 | 0 | 0 | 0 | 0 | 0 | 0 | 0 | 0 | 0 | 0 | 0 | 0 | 0 | 0 | 0 | 0 | 0 | 0 | 0 | 0 | 0 | 0 | 0 | 0 | 0 | 0 | 0 | 0 | 0 | 0 | 0 | 0 | 0 | 0 | 0 | 0 | 0 | 0 | 0 | 0 | 0 | 0 | 0 | 0 | 0 | 0 | 0 | 0 | 0 | 0 | 0 | 0 | 0 | 0 | 0 | 0 | 0 | 0 | 0 | 0 | 0 | 0 | 0 | 0 | 0 | 0 | 0 | 0 | 0 | 0 | 0 | 0 | 0 | 0 | 0 | 0 | 0 | 0 | 0 | 0 | 0 | 0 | 0 | 0 | 0 | 0 | 0 | 0 | 0 | 0 | 0 | 0 | 0 | 0 | 0 | 0 | 0 | 0 | 0 | 0 | 0 | 0 | 0 | 0 | 0 | 0 | 0 | 0 | 0 | 0 | 0 | 0 | 0 | 0 | 0 | 0 | 0 | 0 | 0 | 0 | 0 | 0 | 0 | 0 | 0 | 0 | 0 | 0 | 0 | 0 | 0 | 0 | 0 | 0 | 0 | 0 | 0 | 0 | 0 | 0
(2) IMPOSTOS SOBRE RECEITAS | 0 | 0 | 0 | 0 | 0 | 0 | 0 | 0 | 0 | 0 | 0 | 0 | 0 | 0 | #NAME? | #NAME? | #NAME? | #NAME? | #NAME? | #NAME? | #NAME? | #NAME? | #NAME? | #NAME? | #NAME? | #NAME? | #NAME? | #NAME? | #NAME? | #NAME? | #NAME? | #NAME? | #NAME? | #NAME? | #NAME? | #NAME? | #NAME? | #NAME? | #NAME? | #NAME? | #NAME? | #NAME? | #NAME? | #NAME? | #NAME? | #NAME? | #NAME? | #NAME? | #NAME? | #NAME? | #NAME? | #NAME? | #NAME? | #NAME? | #NAME? | #NAME? | #NAME? | #NAME? | #NAME? | #NAME? | #NAME? | #NAME? | #NAME? | #NAME? | #NAME? | #NAME? | #NAME? | #NAME? | #NAME? | #NAME? | #NAME? | #NAME? | #NAME? | #NAME? | #NAME? | #NAME? | #NAME? | #NAME? | #NAME? | #NAME? | #NAME? | #NAME? | #NAME? | #NAME? | #NAME? | #NAME? | #NAME? | #NAME? | #NAME? | #NAME? | #NAME? | #NAME? | #NAME? | #NAME? | #NAME? | #NAME? | #NAME? | #NAME? | #NAME? | #NAME? | #NAME? | #NAME? | #NAME? | #NAME? | #NAME? | #NAME? | #NAME? | #NAME? | #NAME? | #NAME? | #NAME? | #NAME? | #NAME? | #NAME? | #NAME? | #NAME? | #NAME? | #NAME? | #NAME? | #NAME? | #NAME? | #NAME? | #NAME? | #NAME? | #NAME? | #NAME? | #NAME? | #NAME? | #NAME? | #NAME? | #NAME? | #NAME? | #NAME? | #NAME? | #NAME? | #NAME? | #NAME? | #NAME? | #NAME? | #NAME? | #NAME? | #NAME? | #NAME? | #NAME? | #NAME? | #NAME? | #NAME? | #NAME? | #NAME? | #NAME? | #NAME? | #NAME? | #NAME? | #NAME? | #NAME? | #NAME? | #NAME? | #NAME? | #NAME? | #NAME? | #NAME? | #NAME? | #NAME? | #NAME? | #NAME? | #NAME? | #NAME? | #NAME? | #NAME? | #NAME? | #NAME? | #NAME? | #NAME? | #NAME? | #NAME? | #NAME? | #NAME? | #NAME? | #NAME? | #NAME? | #NAME? | #NAME? | #NAME? | #NAME? | #NAME? | #NAME? | #NAME? | #NAME? | #NAME? | #NAME? | #NAME? | #NAME? | #NAME? | #NAME? | #NAME? | #NAME? | #NAME? | #NAME? | #NAME? | #NAME? | #NAME? | #NAME? | #NAME? | #NAME? | #NAME? | #NAME? | #NAME? | #NAME? | #NAME? | #NAME? | #NAME? | #NAME? | #NAME? | #NAME? | #NAME? | #NAME?
(+) PIS | 0 | 0 | 0 | 0 | 0 | 0 | 0 | 0 | 0 | 0 | 0 | 0 | 0 | 0 | #NAME? | #NAME? | #NAME? | #NAME? | #NAME? | #NAME? | #NAME? | #NAME? | #NAME? | #NAME? | #NAME? | #NAME? | #NAME? | #NAME? | #NAME? | #NAME? | #NAME? | #NAME? | #NAME? | #NAME? | #NAME? | #NAME? | #NAME? | #NAME? | #NAME? | #NAME? | #NAME? | #NAME? | #NAME? | #NAME? | #NAME? | #NAME? | #NAME? | #NAME? | #NAME? | #NAME? | #NAME? | #NAME? | #NAME? | #NAME? | #NAME? | #NAME? | #NAME? | #NAME? | #NAME? | #NAME? | #NAME? | #NAME? | #NAME? | #NAME? | #NAME? | #NAME? | #NAME? | #NAME? | #NAME? | #NAME? | #NAME? | #NAME? | #NAME? | #NAME? | #NAME? | #NAME? | #NAME? | #NAME? | #NAME? | #NAME? | #NAME? | #NAME? | #NAME? | #NAME? | #NAME? | #NAME? | #NAME? | #NAME? | #NAME? | #NAME? | #NAME? | #NAME? | #NAME? | #NAME? | #NAME? | #NAME? | #NAME? | #NAME? | #NAME? | #NAME? | #NAME? | #NAME? | #NAME? | #NAME? | #NAME? | #NAME? | #NAME? | #NAME? | #NAME? | #NAME? | #NAME? | #NAME? | #NAME? | #NAME? | #NAME? | #NAME? | #NAME? | #NAME? | #NAME? | #NAME? | #NAME? | #NAME? | #NAME? | #NAME? | #NAME? | #NAME? | #NAME? | #NAME? | #NAME? | #NAME? | #NAME? | #NAME? | #NAME? | #NAME? | #NAME? | #NAME? | #NAME? | #NAME? | #NAME? | #NAME? | #NAME? | #NAME? | #NAME? | #NAME? | #NAME? | #NAME? | #NAME? | #NAME? | #NAME? | #NAME? | #NAME? | #NAME? | #NAME? | #NAME? | #NAME? | #NAME? | #NAME? | #NAME? | #NAME? | #NAME? | #NAME? | #NAME? | #NAME? | #NAME? | #NAME? | #NAME? | #NAME? | #NAME? | #NAME? | #NAME? | #NAME? | #NAME? | #NAME? | #NAME? | #NAME? | #NAME? | #NAME? | #NAME? | #NAME? | #NAME? | #NAME? | #NAME? | #NAME? | #NAME? | #NAME? | #NAME? | #NAME? | #NAME? | #NAME? | #NAME? | #NAME? | #NAME? | #NAME? | #NAME? | #NAME? | #NAME? | #NAME? | #NAME? | #NAME? | #NAME? | #NAME? | #NAME? | #NAME? | #NAME? | #NAME? | #NAME? | #NAME? | #NAME? | #NAME? | #NAME? | #NAME? | #NAME? | #NAME? | #NAME? | #NAME? | #NAME?
(+) COFINS | 0 | 0 | 0 | 0 | 0 | 0 | 0 | 0 | 0 | 0 | 0 | 0 | 0 | 0 | #NAME? | #NAME? | #NAME? | #NAME? | #NAME? | #NAME? | #NAME? | #NAME? | #NAME? | #NAME? | #NAME? | #NAME? | #NAME? | #NAME? | #NAME? | #NAME? | #NAME? | #NAME? | #NAME? | #NAME? | #NAME? | #NAME? | #NAME? | #NAME? | #NAME? | #NAME? | #NAME? | #NAME? | #NAME? | #NAME? | #NAME? | #NAME? | #NAME? | #NAME? | #NAME? | #NAME? | #NAME? | #NAME? | #NAME? | #NAME? | #NAME? | #NAME? | #NAME? | #NAME? | #NAME? | #NAME? | #NAME? | #NAME? | #NAME? | #NAME? | #NAME? | #NAME? | #NAME? | #NAME? | #NAME? | #NAME? | #NAME? | #NAME? | #NAME? | #NAME? | #NAME? | #NAME? | #NAME? | #NAME? | #NAME? | #NAME? | #NAME? | #NAME? | #NAME? | #NAME? | #NAME? | #NAME? | #NAME? | #NAME? | #NAME? | #NAME? | #NAME? | #NAME? | #NAME? | #NAME? | #NAME? | #NAME? | #NAME? | #NAME? | #NAME? | #NAME? | #NAME? | #NAME? | #NAME? | #NAME? | #NAME? | #NAME? | #NAME? | #NAME? | #NAME? | #NAME? | #NAME? | #NAME? | #NAME? | #NAME? | #NAME? | #NAME? | #NAME? | #NAME? | #NAME? | #NAME? | #NAME? | #NAME? | #NAME? | #NAME? | #NAME? | #NAME? | #NAME? | #NAME? | #NAME? | #NAME? | #NAME? | #NAME? | #NAME? | #NAME? | #NAME? | #NAME? | #NAME? | #NAME? | #NAME? | #NAME? | #NAME? | #NAME? | #NAME? | #NAME? | #NAME? | #NAME? | #NAME? | #NAME? | #NAME? | #NAME? | #NAME? | #NAME? | #NAME? | #NAME? | #NAME? | #NAME? | #NAME? | #NAME? | #NAME? | #NAME? | #NAME? | #NAME? | #NAME? | #NAME? | #NAME? | #NAME? | #NAME? | #NAME? | #NAME? | #NAME? | #NAME? | #NAME? | #NAME? | #NAME? | #NAME? | #NAME? | #NAME? | #NAME? | #NAME? | #NAME? | #NAME? | #NAME? | #NAME? | #NAME? | #NAME? | #NAME? | #NAME? | #NAME? | #NAME? | #NAME? | #NAME? | #NAME? | #NAME? | #NAME? | #NAME? | #NAME? | #NAME? | #NAME? | #NAME? | #NAME? | #NAME? | #NAME? | #NAME? | #NAME? | #NAME? | #NAME? | #NAME? | #NAME? | #NAME? | #NAME? | #NAME? | #NAME? | #NAME? | #NAME? | #NAME? | #NAME?
(+) ISS | 0 | 0 | 0 | 0 | 0 | 0 | 0 | 0 | 0 | 0 | 0 | 0 | 0 | 0 | #NAME? | #NAME? | #NAME? | #NAME? | #NAME? | #NAME? | #NAME? | #NAME? | #NAME? | #NAME? | #NAME? | #NAME? | #NAME? | #NAME? | #NAME? | #NAME? | #NAME? | #NAME? | #NAME? | #NAME? | #NAME? | #NAME? | #NAME? | #NAME? | #NAME? | #NAME? | #NAME? | #NAME? | #NAME? | #NAME? | #NAME? | #NAME? | #NAME? | #NAME? | #NAME? | #NAME? | #NAME? | #NAME? | #NAME? | #NAME? | #NAME? | #NAME? | #NAME? | #NAME? | #NAME? | #NAME? | #NAME? | #NAME? | #NAME? | #NAME? | #NAME? | #NAME? | #NAME? | #NAME? | #NAME? | #NAME? | #NAME? | #NAME? | #NAME? | #NAME? | #NAME? | #NAME? | #NAME? | #NAME? | #NAME? | #NAME? | #NAME? | #NAME? | #NAME? | #NAME? | #NAME? | #NAME? | #NAME? | #NAME? | #NAME? | #NAME? | #NAME? | #NAME? | #NAME? | #NAME? | #NAME? | #NAME? | #NAME? | #NAME? | #NAME? | #NAME? | #NAME? | #NAME? | #NAME? | #NAME? | #NAME? | #NAME? | #NAME? | #NAME? | #NAME? | #NAME? | #NAME? | #NAME? | #NAME? | #NAME? | #NAME? | #NAME? | #NAME? | #NAME? | #NAME? | #NAME? | #NAME? | #NAME? | #NAME? | #NAME? | #NAME? | #NAME? | #NAME? | #NAME? | #NAME? | #NAME? | #NAME? | #NAME? | #NAME? | #NAME? | #NAME? | #NAME? | #NAME? | #NAME? | #NAME? | #NAME? | #NAME? | #NAME? | #NAME? | #NAME? | #NAME? | #NAME? | #NAME? | #NAME? | #NAME? | #NAME? | #NAME? | #NAME? | #NAME? | #NAME? | #NAME? | #NAME? | #NAME? | #NAME? | #NAME? | #NAME? | #NAME? | #NAME? | #NAME? | #NAME? | #NAME? | #NAME? | #NAME? | #NAME? | #NAME? | #NAME? | #NAME? | #NAME? | #NAME? | #NAME? | #NAME? | #NAME? | #NAME? | #NAME? | #NAME? | #NAME? | #NAME? | #NAME? | #NAME? | #NAME? | #NAME? | #NAME? | #NAME? | #NAME? | #NAME? | #NAME? | #NAME? | #NAME? | #NAME? | #NAME? | #NAME? | #NAME? | #NAME? | #NAME? | #NAME? | #NAME? | #NAME? | #NAME? | #NAME? | #NAME? | #NAME? | #NAME? | #NAME? | #NAME? | #NAME? | #NAME? | #NAME? | #NAME? | #NAME? | #NAME? | #NAME? | #NAME?
( - ) PIS - Crédito | 0 | 0 | 0 | 0 | 0 | 0 | 0 | 0 | 0 | 0 | 0 | 0 | 0 | 0 | 0 | 0 | 0 | 0 | 0 | 0 | 0 | 0 | 0 | 0 | 0 | 0 | 0 | 0 | 0 | 0 | 0 | 0 | 0 | 0 | 0 | 0 | 0 | 0 | 0 | 0 | 0 | 0 | 0 | 0 | 0 | 0 | 0 | 0 | 0 | 0 | 0 | 0 | 0 | 0 | 0 | 0 | 0 | 0 | 0 | 0 | 0 | 0 | 0 | 0 | 0 | 0 | 0 | 0 | 0 | 0 | 0 | 0 | 0 | 0 | 0 | 0 | 0 | 0 | 0 | 0 | 0 | 0 | 0 | 0 | 0 | 0 | 0 | 0 | 0 | 0 | 0 | 0 | 0 | 0 | 0 | 0 | 0 | 0 | 0 | 0 | 0 | 0 | 0 | 0 | 0 | 0 | 0 | 0 | 0 | 0 | 0 | 0 | 0 | 0 | 0 | 0 | 0 | 0 | 0 | 0 | 0 | 0 | 0 | 0 | 0 | 0 | 0 | 0 | 0 | 0 | 0 | 0 | 0 | 0 | 0 | 0 | 0 | 0 | 0 | 0 | 0 | 0 | 0 | 0 | 0 | 0 | 0 | 0 | 0 | 0 | 0 | 0 | 0 | 0 | 0 | 0 | 0 | 0 | 0 | 0 | 0 | 0 | 0 | 0 | 0 | 0 | 0 | 0 | 0 | 0 | 0 | 0 | 0 | 0 | 0 | 0 | 0 | 0 | 0 | 0 | 0 | 0 | 0 | 0 | 0 | 0 | 0 | 0 | 0 | 0 | 0 | 0 | 0 | 0 | 0 | 0 | 0 | 0 | 0 | 0 | 0 | 0 | 0 | 0 | 0 | 0 | 0 | 0 | 0 | 0 | 0 | 0 | 0 | 0 | 0 | 0
( - ) COFINS - Crédito | 0 | 0 | 0 | 0 | 0 | 0 | 0 | 0 | 0 | 0 | 0 | 0 | 0 | 0 | 0 | 0 | 0 | 0 | 0 | 0 | 0 | 0 | 0 | 0 | 0 | 0 | 0 | 0 | 0 | 0 | 0 | 0 | 0 | 0 | 0 | 0 | 0 | 0 | 0 | 0 | 0 | 0 | 0 | 0 | 0 | 0 | 0 | 0 | 0 | 0 | 0 | 0 | 0 | 0 | 0 | 0 | 0 | 0 | 0 | 0 | 0 | 0 | 0 | 0 | 0 | 0 | 0 | 0 | 0 | 0 | 0 | 0 | 0 | 0 | 0 | 0 | 0 | 0 | 0 | 0 | 0 | 0 | 0 | 0 | 0 | 0 | 0 | 0 | 0 | 0 | 0 | 0 | 0 | 0 | 0 | 0 | 0 | 0 | 0 | 0 | 0 | 0 | 0 | 0 | 0 | 0 | 0 | 0 | 0 | 0 | 0 | 0 | 0 | 0 | 0 | 0 | 0 | 0 | 0 | 0 | 0 | 0 | 0 | 0 | 0 | 0 | 0 | 0 | 0 | 0 | 0 | 0 | 0 | 0 | 0 | 0 | 0 | 0 | 0 | 0 | 0 | 0 | 0 | 0 | 0 | 0 | 0 | 0 | 0 | 0 | 0 | 0 | 0 | 0 | 0 | 0 | 0 | 0 | 0 | 0 | 0 | 0 | 0 | 0 | 0 | 0 | 0 | 0 | 0 | 0 | 0 | 0 | 0 | 0 | 0 | 0 | 0 | 0 | 0 | 0 | 0 | 0 | 0 | 0 | 0 | 0 | 0 | 0 | 0 | 0 | 0 | 0 | 0 | 0 | 0 | 0 | 0 | 0 | 0 | 0 | 0 | 0 | 0 | 0 | 0 | 0 | 0 | 0 | 0 | 0 | 0 | 0 | 0 | 0 | 0 | 0
(3) RECEITA LÍQUIDA (1 - 2) | 0 | 0 | 0 | 0 | 0 | 0 | 0 | 0 | 0 | 0 | 0 | 0 | 0 | 0 | #NAME? | #NAME? | #NAME? | #NAME? | #NAME? | #NAME? | #NAME? | #NAME? | #NAME? | #NAME? | #NAME? | #NAME? | #NAME? | #NAME? | #NAME? | #NAME? | #NAME? | #NAME? | #NAME? | #NAME? | #NAME? | #NAME? | #NAME? | #NAME? | #NAME? | #NAME? | #NAME? | #NAME? | #NAME? | #NAME? | #NAME? | #NAME? | #NAME? | #NAME? | #NAME? | #NAME? | #NAME? | #NAME? | #NAME? | #NAME? | #NAME? | #NAME? | #NAME? | #NAME? | #NAME? | #NAME? | #NAME? | #NAME? | #NAME? | #NAME? | #NAME? | #NAME? | #NAME? | #NAME? | #NAME? | #NAME? | #NAME? | #NAME? | #NAME? | #NAME? | #NAME? | #NAME? | #NAME? | #NAME? | #NAME? | #NAME? | #NAME? | #NAME? | #NAME? | #NAME? | #NAME? | #NAME? | #NAME? | #NAME? | #NAME? | #NAME? | #NAME? | #NAME? | #NAME? | #NAME? | #NAME? | #NAME? | #NAME? | #NAME? | #NAME? | #NAME? | #NAME? | #NAME? | #NAME? | #NAME? | #NAME? | #NAME? | #NAME? | #NAME? | #NAME? | #NAME? | #NAME? | #NAME? | #NAME? | #NAME? | #NAME? | #NAME? | #NAME? | #NAME? | #NAME? | #NAME? | #NAME? | #NAME? | #NAME? | #NAME? | #NAME? | #NAME? | #NAME? | #NAME? | #NAME? | #NAME? | #NAME? | #NAME? | #NAME? | #NAME? | #NAME? | #NAME? | #NAME? | #NAME? | #NAME? | #NAME? | #NAME? | #NAME? | #NAME? | #NAME? | #NAME? | #NAME? | #NAME? | #NAME? | #NAME? | #NAME? | #NAME? | #NAME? | #NAME? | #NAME? | #NAME? | #NAME? | #NAME? | #NAME? | #NAME? | #NAME? | #NAME? | #NAME? | #NAME? | #NAME? | #NAME? | #NAME? | #NAME? | #NAME? | #NAME? | #NAME? | #NAME? | #NAME? | #NAME? | #NAME? | #NAME? | #NAME? | #NAME? | #NAME? | #NAME? | #NAME? | #NAME? | #NAME? | #NAME? | #NAME? | #NAME? | #NAME? | #NAME? | #NAME? | #NAME? | #NAME? | #NAME? | #NAME? | #NAME? | #NAME? | #NAME? | #NAME? | #NAME? | #NAME? | #NAME? | #NAME? | #NAME? | #NAME? | #NAME? | #NAME? | #NAME? | #NAME? | #NAME? | #NAME? | #NAME? | #NAME? | #NAME? | #NAME? | #NAME? | #NAME? | #NAME? | #NAME?
(4) OPEX | 0 | 0 | 0 | 0 | 0 | 0 | 0 | 0 | 0 | 0 | 0 | 0 | 0 | 0 | 0 | 0 | 0 | 0 | 0 | 0 | 0 | 0 | 0 | 0 | 0 | 0 | 0 | 0 | 0 | 0 | 0 | 0 | 0 | 0 | 0 | 0 | 0 | 0 | 0 | 0 | 0 | 0 | 0 | 0 | 0 | 0 | 0 | 0 | 0 | 0 | 0 | 0 | 0 | 0 | 0 | 0 | 0 | 0 | 0 | 0 | 0 | 0 | 0 | 0 | 0 | 0 | 0 | 0 | 0 | 0 | 0 | 0 | 0 | 0 | 0 | 0 | 0 | 0 | 0 | 0 | 0 | 0 | 0 | 0 | 0 | 0 | 0 | 0 | 0 | 0 | 0 | 0 | 0 | 0 | 0 | 0 | 0 | 0 | 0 | 0 | 0 | 0 | 0 | 0 | 0 | 0 | 0 | 0 | 0 | 0 | 0 | 0 | 0 | 0 | 0 | 0 | 0 | 0 | 0 | 0 | 0 | 0 | 0 | 0 | 0 | 0 | 0 | 0 | 0 | 0 | 0 | 0 | 0 | 0 | 0 | 0 | 0 | 0 | 0 | 0 | 0 | 0 | 0 | 0 | 0 | 0 | 0 | 0 | 0 | 0 | 0 | 0 | 0 | 0 | 0 | 0 | 0 | 0 | 0 | 0 | 0 | 0 | 0 | 0 | 0 | 0 | 0 | 0 | 0 | 0 | 0 | 0 | 0 | 0 | 0 | 0 | 0 | 0 | 0 | 0 | 0 | 0 | 0 | 0 | 0 | 0 | 0 | 0 | 0 | 0 | 0 | 0 | 0 | 0 | 0 | 0 | 0 | 0 | 0 | 0 | 0 | 0 | 0 | 0 | 0 | 0 | 0 | 0 | 0 | 0 | 0 | 0 | 0 | 0 | 0 | 0
(+) Atendimento de Chamado (Material) | 0 | 0 | 0 | 0 | 0 | 0 | 0 | 0 | 0 | 0 | 0 | 0 | 0 | 0 | 0 | 0 | 0 | 0 | 0 | 0 | 0 | 0 | 0 | 0 | 0 | 0 | 0 | 0 | 0 | 0 | 0 | 0 | 0 | 0 | 0 | 0 | 0 | 0 | 0 | 0 | 0 | 0 | 0 | 0 | 0 | 0 | 0 | 0 | 0 | 0 | 0 | 0 | 0 | 0 | 0 | 0 | 0 | 0 | 0 | 0 | 0 | 0 | 0 | 0 | 0 | 0 | 0 | 0 | 0 | 0 | 0 | 0 | 0 | 0 | 0 | 0 | 0 | 0 | 0 | 0 | 0 | 0 | 0 | 0 | 0 | 0 | 0 | 0 | 0 | 0 | 0 | 0 | 0 | 0 | 0 | 0 | 0 | 0 | 0 | 0 | 0 | 0 | 0 | 0 | 0 | 0 | 0 | 0 | 0 | 0 | 0 | 0 | 0 | 0 | 0 | 0 | 0 | 0 | 0 | 0 | 0 | 0 | 0 | 0 | 0 | 0 | 0 | 0 | 0 | 0 | 0 | 0 | 0 | 0 | 0 | 0 | 0 | 0 | 0 | 0 | 0 | 0 | 0 | 0 | 0 | 0 | 0 | 0 | 0 | 0 | 0 | 0 | 0 | 0 | 0 | 0 | 0 | 0 | 0 | 0 | 0 | 0 | 0 | 0 | 0 | 0 | 0 | 0 | 0 | 0 | 0 | 0 | 0 | 0 | 0 | 0 | 0 | 0 | 0 | 0 | 0 | 0 | 0 | 0 | 0 | 0 | 0 | 0 | 0 | 0 | 0 | 0 | 0 | 0 | 0 | 0 | 0 | 0 | 0 | 0 | 0 | 0 | 0 | 0 | 0 | 0 | 0 | 0 | 0 | 0 | 0 | 0 | 0 | 0 | 0 | 0
(+) Atendimento de Chamado (MO) | 0 | 0 | 0 | 0 | 0 | 0 | 0 | 0 | 0 | 0 | 0 | 0 | 0 | 0 | 0 | 0 | 0 | 0 | 0 | 0 | 0 | 0 | 0 | 0 | 0 | 0 | 0 | 0 | 0 | 0 | 0 | 0 | 0 | 0 | 0 | 0 | 0 | 0 | 0 | 0 | 0 | 0 | 0 | 0 | 0 | 0 | 0 | 0 | 0 | 0 | 0 | 0 | 0 | 0 | 0 | 0 | 0 | 0 | 0 | 0 | 0 | 0 | 0 | 0 | 0 | 0 | 0 | 0 | 0 | 0 | 0 | 0 | 0 | 0 | 0 | 0 | 0 | 0 | 0 | 0 | 0 | 0 | 0 | 0 | 0 | 0 | 0 | 0 | 0 | 0 | 0 | 0 | 0 | 0 | 0 | 0 | 0 | 0 | 0 | 0 | 0 | 0 | 0 | 0 | 0 | 0 | 0 | 0 | 0 | 0 | 0 | 0 | 0 | 0 | 0 | 0 | 0 | 0 | 0 | 0 | 0 | 0 | 0 | 0 | 0 | 0 | 0 | 0 | 0 | 0 | 0 | 0 | 0 | 0 | 0 | 0 | 0 | 0 | 0 | 0 | 0 | 0 | 0 | 0 | 0 | 0 | 0 | 0 | 0 | 0 | 0 | 0 | 0 | 0 | 0 | 0 | 0 | 0 | 0 | 0 | 0 | 0 | 0 | 0 | 0 | 0 | 0 | 0 | 0 | 0 | 0 | 0 | 0 | 0 | 0 | 0 | 0 | 0 | 0 | 0 | 0 | 0 | 0 | 0 | 0 | 0 | 0 | 0 | 0 | 0 | 0 | 0 | 0 | 0 | 0 | 0 | 0 | 0 | 0 | 0 | 0 | 0 | 0 | 0 | 0 | 0 | 0 | 0 | 0 | 0 | 0 | 0 | 0 | 0 | 0 | 0
(+) Equipe de Ronda | 0 | 0 | 0 | 0 | 0 | 0 | 0 | 0 | 0 | 0 | 0 | 0 | 0 | 0 | 0 | 0 | 0 | 0 | 0 | 0 | 0 | 0 | 0 | 0 | 0 | 0 | 0 | 0 | 0 | 0 | 0 | 0 | 0 | 0 | 0 | 0 | 0 | 0 | 0 | 0 | 0 | 0 | 0 | 0 | 0 | 0 | 0 | 0 | 0 | 0 | 0 | 0 | 0 | 0 | 0 | 0 | 0 | 0 | 0 | 0 | 0 | 0 | 0 | 0 | 0 | 0 | 0 | 0 | 0 | 0 | 0 | 0 | 0 | 0 | 0 | 0 | 0 | 0 | 0 | 0 | 0 | 0 | 0 | 0 | 0 | 0 | 0 | 0 | 0 | 0 | 0 | 0 | 0 | 0 | 0 | 0 | 0 | 0 | 0 | 0 | 0 | 0 | 0 | 0 | 0 | 0 | 0 | 0 | 0 | 0 | 0 | 0 | 0 | 0 | 0 | 0 | 0 | 0 | 0 | 0 | 0 | 0 | 0 | 0 | 0 | 0 | 0 | 0 | 0 | 0 | 0 | 0 | 0 | 0 | 0 | 0 | 0 | 0 | 0 | 0 | 0 | 0 | 0 | 0 | 0 | 0 | 0 | 0 | 0 | 0 | 0 | 0 | 0 | 0 | 0 | 0 | 0 | 0 | 0 | 0 | 0 | 0 | 0 | 0 | 0 | 0 | 0 | 0 | 0 | 0 | 0 | 0 | 0 | 0 | 0 | 0 | 0 | 0 | 0 | 0 | 0 | 0 | 0 | 0 | 0 | 0 | 0 | 0 | 0 | 0 | 0 | 0 | 0 | 0 | 0 | 0 | 0 | 0 | 0 | 0 | 0 | 0 | 0 | 0 | 0 | 0 | 0 | 0 | 0 | 0 | 0 | 0 | 0 | 0 | 0 | 0
(+) Poda de Árvore | 0 | 0 | 0 | 0 | 0 | 0 | 0 | 0 | 0 | 0 | 0 | 0 | 0 | 0 | 0 | 0 | 0 | 0 | 0 | 0 | 0 | 0 | 0 | 0 | 0 | 0 | 0 | 0 | 0 | 0 | 0 | 0 | 0 | 0 | 0 | 0 | 0 | 0 | 0 | 0 | 0 | 0 | 0 | 0 | 0 | 0 | 0 | 0 | 0 | 0 | 0 | 0 | 0 | 0 | 0 | 0 | 0 | 0 | 0 | 0 | 0 | 0 | 0 | 0 | 0 | 0 | 0 | 0 | 0 | 0 | 0 | 0 | 0 | 0 | 0 | 0 | 0 | 0 | 0 | 0 | 0 | 0 | 0 | 0 | 0 | 0 | 0 | 0 | 0 | 0 | 0 | 0 | 0 | 0 | 0 | 0 | 0 | 0 | 0 | 0 | 0 | 0 | 0 | 0 | 0 | 0 | 0 | 0 | 0 | 0 | 0 | 0 | 0 | 0 | 0 | 0 | 0 | 0 | 0 | 0 | 0 | 0 | 0 | 0 | 0 | 0 | 0 | 0 | 0 | 0 | 0 | 0 | 0 | 0 | 0 | 0 | 0 | 0 | 0 | 0 | 0 | 0 | 0 | 0 | 0 | 0 | 0 | 0 | 0 | 0 | 0 | 0 | 0 | 0 | 0 | 0 | 0 | 0 | 0 | 0 | 0 | 0 | 0 | 0 | 0 | 0 | 0 | 0 | 0 | 0 | 0 | 0 | 0 | 0 | 0 | 0 | 0 | 0 | 0 | 0 | 0 | 0 | 0 | 0 | 0 | 0 | 0 | 0 | 0 | 0 | 0 | 0 | 0 | 0 | 0 | 0 | 0 | 0 | 0 | 0 | 0 | 0 | 0 | 0 | 0 | 0 | 0 | 0 | 0 | 0 | 0 | 0 | 0 | 0 | 0 | 0
(+) Telegestão, Gestão Integrada e Call Center | 0 | 0 | 0 | 0 | 0 | 0 | 0 | 0 | 0 | 0 | 0 | 0 | 0 | 0 | 0 | 0 | 0 | 0 | 0 | 0 | 0 | 0 | 0 | 0 | 0 | 0 | 0 | 0 | 0 | 0 | 0 | 0 | 0 | 0 | 0 | 0 | 0 | 0 | 0 | 0 | 0 | 0 | 0 | 0 | 0 | 0 | 0 | 0 | 0 | 0 | 0 | 0 | 0 | 0 | 0 | 0 | 0 | 0 | 0 | 0 | 0 | 0 | 0 | 0 | 0 | 0 | 0 | 0 | 0 | 0 | 0 | 0 | 0 | 0 | 0 | 0 | 0 | 0 | 0 | 0 | 0 | 0 | 0 | 0 | 0 | 0 | 0 | 0 | 0 | 0 | 0 | 0 | 0 | 0 | 0 | 0 | 0 | 0 | 0 | 0 | 0 | 0 | 0 | 0 | 0 | 0 | 0 | 0 | 0 | 0 | 0 | 0 | 0 | 0 | 0 | 0 | 0 | 0 | 0 | 0 | 0 | 0 | 0 | 0 | 0 | 0 | 0 | 0 | 0 | 0 | 0 | 0 | 0 | 0 | 0 | 0 | 0 | 0 | 0 | 0 | 0 | 0 | 0 | 0 | 0 | 0 | 0 | 0 | 0 | 0 | 0 | 0 | 0 | 0 | 0 | 0 | 0 | 0 | 0 | 0 | 0 | 0 | 0 | 0 | 0 | 0 | 0 | 0 | 0 | 0 | 0 | 0 | 0 | 0 | 0 | 0 | 0 | 0 | 0 | 0 | 0 | 0 | 0 | 0 | 0 | 0 | 0 | 0 | 0 | 0 | 0 | 0 | 0 | 0 | 0 | 0 | 0 | 0 | 0 | 0 | 0 | 0 | 0 | 0 | 0 | 0 | 0 | 0 | 0 | 0 | 0 | 0 | 0 | 0 | 0 | 0
(+) Equipe Não-Operacional | 0 | 0 | 0 | 0 | 0 | 0 | 0 | 0 | 0 | 0 | 0 | 0 | 0 | 0 | 0 | 0 | 0 | 0 | 0 | 0 | 0 | 0 | 0 | 0 | 0 | 0 | 0 | 0 | 0 | 0 | 0 | 0 | 0 | 0 | 0 | 0 | 0 | 0 | 0 | 0 | 0 | 0 | 0 | 0 | 0 | 0 | 0 | 0 | 0 | 0 | 0 | 0 | 0 | 0 | 0 | 0 | 0 | 0 | 0 | 0 | 0 | 0 | 0 | 0 | 0 | 0 | 0 | 0 | 0 | 0 | 0 | 0 | 0 | 0 | 0 | 0 | 0 | 0 | 0 | 0 | 0 | 0 | 0 | 0 | 0 | 0 | 0 | 0 | 0 | 0 | 0 | 0 | 0 | 0 | 0 | 0 | 0 | 0 | 0 | 0 | 0 | 0 | 0 | 0 | 0 | 0 | 0 | 0 | 0 | 0 | 0 | 0 | 0 | 0 | 0 | 0 | 0 | 0 | 0 | 0 | 0 | 0 | 0 | 0 | 0 | 0 | 0 | 0 | 0 | 0 | 0 | 0 | 0 | 0 | 0 | 0 | 0 | 0 | 0 | 0 | 0 | 0 | 0 | 0 | 0 | 0 | 0 | 0 | 0 | 0 | 0 | 0 | 0 | 0 | 0 | 0 | 0 | 0 | 0 | 0 | 0 | 0 | 0 | 0 | 0 | 0 | 0 | 0 | 0 | 0 | 0 | 0 | 0 | 0 | 0 | 0 | 0 | 0 | 0 | 0 | 0 | 0 | 0 | 0 | 0 | 0 | 0 | 0 | 0 | 0 | 0 | 0 | 0 | 0 | 0 | 0 | 0 | 0 | 0 | 0 | 0 | 0 | 0 | 0 | 0 | 0 | 0 | 0 | 0 | 0 | 0 | 0 | 0 | 0 | 0 | 0
(+) Despesas Gerais e Administrativas | 0 | 0 | 0 | 0 | 0 | 0 | 0 | 0 | 0 | 0 | 0 | 0 | 0 | 0 | 0 | 0 | 0 | 0 | 0 | 0 | 0 | 0 | 0 | 0 | 0 | 0 | 0 | 0 | 0 | 0 | 0 | 0 | 0 | 0 | 0 | 0 | 0 | 0 | 0 | 0 | 0 | 0 | 0 | 0 | 0 | 0 | 0 | 0 | 0 | 0 | 0 | 0 | 0 | 0 | 0 | 0 | 0 | 0 | 0 | 0 | 0 | 0 | 0 | 0 | 0 | 0 | 0 | 0 | 0 | 0 | 0 | 0 | 0 | 0 | 0 | 0 | 0 | 0 | 0 | 0 | 0 | 0 | 0 | 0 | 0 | 0 | 0 | 0 | 0 | 0 | 0 | 0 | 0 | 0 | 0 | 0 | 0 | 0 | 0 | 0 | 0 | 0 | 0 | 0 | 0 | 0 | 0 | 0 | 0 | 0 | 0 | 0 | 0 | 0 | 0 | 0 | 0 | 0 | 0 | 0 | 0 | 0 | 0 | 0 | 0 | 0 | 0 | 0 | 0 | 0 | 0 | 0 | 0 | 0 | 0 | 0 | 0 | 0 | 0 | 0 | 0 | 0 | 0 | 0 | 0 | 0 | 0 | 0 | 0 | 0 | 0 | 0 | 0 | 0 | 0 | 0 | 0 | 0 | 0 | 0 | 0 | 0 | 0 | 0 | 0 | 0 | 0 | 0 | 0 | 0 | 0 | 0 | 0 | 0 | 0 | 0 | 0 | 0 | 0 | 0 | 0 | 0 | 0 | 0 | 0 | 0 | 0 | 0 | 0 | 0 | 0 | 0 | 0 | 0 | 0 | 0 | 0 | 0 | 0 | 0 | 0 | 0 | 0 | 0 | 0 | 0 | 0 | 0 | 0 | 0 | 0 | 0 | 0 | 0 | 0 | 0
(+) Seguros e Garantias | 0 | 0 | 0 | 0 | 0 | 0 | 0 | 0 | 0 | 0 | 0 | 0 | 0 | 0 | 0 | 0 | 0 | 0 | 0 | 0 | 0 | 0 | 0 | 0 | 0 | 0 | 0 | 0 | 0 | 0 | 0 | 0 | 0 | 0 | 0 | 0 | 0 | 0 | 0 | 0 | 0 | 0 | 0 | 0 | 0 | 0 | 0 | 0 | 0 | 0 | 0 | 0 | 0 | 0 | 0 | 0 | 0 | 0 | 0 | 0 | 0 | 0 | 0 | 0 | 0 | 0 | 0 | 0 | 0 | 0 | 0 | 0 | 0 | 0 | 0 | 0 | 0 | 0 | 0 | 0 | 0 | 0 | 0 | 0 | 0 | 0 | 0 | 0 | 0 | 0 | 0 | 0 | 0 | 0 | 0 | 0 | 0 | 0 | 0 | 0 | 0 | 0 | 0 | 0 | 0 | 0 | 0 | 0 | 0 | 0 | 0 | 0 | 0 | 0 | 0 | 0 | 0 | 0 | 0 | 0 | 0 | 0 | 0 | 0 | 0 | 0 | 0 | 0 | 0 | 0 | 0 | 0 | 0 | 0 | 0 | 0 | 0 | 0 | 0 | 0 | 0 | 0 | 0 | 0 | 0 | 0 | 0 | 0 | 0 | 0 | 0 | 0 | 0 | 0 | 0 | 0 | 0 | 0 | 0 | 0 | 0 | 0 | 0 | 0 | 0 | 0 | 0 | 0 | 0 | 0 | 0 | 0 | 0 | 0 | 0 | 0 | 0 | 0 | 0 | 0 | 0 | 0 | 0 | 0 | 0 | 0 | 0 | 0 | 0 | 0 | 0 | 0 | 0 | 0 | 0 | 0 | 0 | 0 | 0 | 0 | 0 | 0 | 0 | 0 | 0 | 0 | 0 | 0 | 0 | 0 | 0 | 0 | 0 | 0 | 0 | 0
(+) Verificador Independente | 0 | 0 | 0 | 0 | 0 | 0 | 0 | 0 | 0 | 0 | 0 | 0 | 0 | 0 | 0 | 0 | 0 | 0 | 0 | 0 | 0 | 0 | 0 | 0 | 0 | 0 | 0 | 0 | 0 | 0 | 0 | 0 | 0 | 0 | 0 | 0 | 0 | 0 | 0 | 0 | 0 | 0 | 0 | 0 | 0 | 0 | 0 | 0 | 0 | 0 | 0 | 0 | 0 | 0 | 0 | 0 | 0 | 0 | 0 | 0 | 0 | 0 | 0 | 0 | 0 | 0 | 0 | 0 | 0 | 0 | 0 | 0 | 0 | 0 | 0 | 0 | 0 | 0 | 0 | 0 | 0 | 0 | 0 | 0 | 0 | 0 | 0 | 0 | 0 | 0 | 0 | 0 | 0 | 0 | 0 | 0 | 0 | 0 | 0 | 0 | 0 | 0 | 0 | 0 | 0 | 0 | 0 | 0 | 0 | 0 | 0 | 0 | 0 | 0 | 0 | 0 | 0 | 0 | 0 | 0 | 0 | 0 | 0 | 0 | 0 | 0 | 0 | 0 | 0 | 0 | 0 | 0 | 0 | 0 | 0 | 0 | 0 | 0 | 0 | 0 | 0 | 0 | 0 | 0 | 0 | 0 | 0 | 0 | 0 | 0 | 0 | 0 | 0 | 0 | 0 | 0 | 0 | 0 | 0 | 0 | 0 | 0 | 0 | 0 | 0 | 0 | 0 | 0 | 0 | 0 | 0 | 0 | 0 | 0 | 0 | 0 | 0 | 0 | 0 | 0 | 0 | 0 | 0 | 0 | 0 | 0 | 0 | 0 | 0 | 0 | 0 | 0 | 0 | 0 | 0 | 0 | 0 | 0 | 0 | 0 | 0 | 0 | 0 | 0 | 0 | 0 | 0 | 0 | 0 | 0 | 0 | 0 | 0 | 0 | 0 | 0
(5) EBITDA (3-4) | 0 | 0 | 0 | 0 | 0 | 0 | 0 | 0 | 0 | 0 | 0 | 0 | 0 | 0 | #NAME? | #NAME? | #NAME? | #NAME? | #NAME? | #NAME? | #NAME? | #NAME? | #NAME? | #NAME? | #NAME? | #NAME? | #NAME? | #NAME? | #NAME? | #NAME? | #NAME? | #NAME? | #NAME? | #NAME? | #NAME? | #NAME? | #NAME? | #NAME? | #NAME? | #NAME? | #NAME? | #NAME? | #NAME? | #NAME? | #NAME? | #NAME? | #NAME? | #NAME? | #NAME? | #NAME? | #NAME? | #NAME? | #NAME? | #NAME? | #NAME? | #NAME? | #NAME? | #NAME? | #NAME? | #NAME? | #NAME? | #NAME? | #NAME? | #NAME? | #NAME? | #NAME? | #NAME? | #NAME? | #NAME? | #NAME? | #NAME? | #NAME? | #NAME? | #NAME? | #NAME? | #NAME? | #NAME? | #NAME? | #NAME? | #NAME? | #NAME? | #NAME? | #NAME? | #NAME? | #NAME? | #NAME? | #NAME? | #NAME? | #NAME? | #NAME? | #NAME? | #NAME? | #NAME? | #NAME? | #NAME? | #NAME? | #NAME? | #NAME? | #NAME? | #NAME? | #NAME? | #NAME? | #NAME? | #NAME? | #NAME? | #NAME? | #NAME? | #NAME? | #NAME? | #NAME? | #NAME? | #NAME? | #NAME? | #NAME? | #NAME? | #NAME? | #NAME? | #NAME? | #NAME? | #NAME? | #NAME? | #NAME? | #NAME? | #NAME? | #NAME? | #NAME? | #NAME? | #NAME? | #NAME? | #NAME? | #NAME? | #NAME? | #NAME? | #NAME? | #NAME? | #NAME? | #NAME? | #NAME? | #NAME? | #NAME? | #NAME? | #NAME? | #NAME? | #NAME? | #NAME? | #NAME? | #NAME? | #NAME? | #NAME? | #NAME? | #NAME? | #NAME? | #NAME? | #NAME? | #NAME? | #NAME? | #NAME? | #NAME? | #NAME? | #NAME? | #NAME? | #NAME? | #NAME? | #NAME? | #NAME? | #NAME? | #NAME? | #NAME? | #NAME? | #NAME? | #NAME? | #NAME? | #NAME? | #NAME? | #NAME? | #NAME? | #NAME? | #NAME? | #NAME? | #NAME? | #NAME? | #NAME? | #NAME? | #NAME? | #NAME? | #NAME? | #NAME? | #NAME? | #NAME? | #NAME? | #NAME? | #NAME? | #NAME? | #NAME? | #NAME? | #NAME? | #NAME? | #NAME? | #NAME? | #NAME? | #NAME? | #NAME? | #NAME? | #NAME? | #NAME? | #NAME? | #NAME? | #NAME? | #NAME? | #NAME? | #NAME? | #NAME? | #NAME? | #NAME? | #NAME? | #NAME?
(6) DEPRECIAÇÃO | 0 | 0 | 0 | 0 | 0 | 0 | #REF! | #REF! | #REF! | #REF! | #REF! | #REF! | #REF! | #REF! | #REF! | #REF! | #REF! | #REF! | #REF! | #REF! | #REF! | #REF! | #REF! | #REF! | #REF! | #REF! | #REF! | #REF! | #REF! | #REF! | #REF! | #REF! | #REF! | #REF! | #REF! | #REF! | #REF! | #REF! | #REF! | #REF! | #REF! | #REF! | #REF! | #REF! | #REF! | #REF! | #REF! | #REF! | #REF! | #REF! | #REF! | #REF! | #REF! | #REF! | #REF! | #REF! | #REF! | #REF! | #REF! | #REF! | #REF! | #REF! | #REF! | #REF! | #REF! | #REF! | #REF! | #REF! | #REF! | #REF! | #REF! | #REF! | #REF! | #REF! | #REF! | #REF! | #REF! | #REF! | #REF! | #REF! | #REF! | #REF! | #REF! | #REF! | #REF! | #REF! | #REF! | #REF! | #REF! | #REF! | #REF! | #REF! | #REF! | #REF! | #REF! | #REF! | #REF! | #REF! | #REF! | #REF! | #REF! | #REF! | #REF! | #REF! | #REF! | #REF! | #REF! | #REF! | #REF! | #REF! | #REF! | #REF! | #REF! | #REF! | #REF! | #REF! | #REF! | #REF! | #REF! | #REF! | #REF! | #REF! | #REF! | #REF! | #REF! | #REF! | #REF! | #REF! | #REF! | #REF! | #REF! | #REF! | #REF! | #REF! | #REF! | #REF! | #REF! | #REF! | #REF! | #REF! | #REF! | #REF! | #REF! | #REF! | #REF! | #REF! | #REF! | #REF! | #REF! | #REF! | #REF! | #REF! | #REF! | #REF! | #REF! | #REF! | #REF! | #REF! | #REF! | #REF! | #REF! | #REF! | #REF! | #REF! | #REF! | #REF! | #REF! | #REF! | #REF! | #REF! | #REF! | #REF! | #REF! | #REF! | #REF! | #REF! | #REF! | #REF! | #REF! | #REF! | #REF! | #REF! | #REF! | #REF! | #REF! | #REF! | #REF! | #REF! | #REF! | #REF! | #REF! | #REF! | #REF! | #REF! | #REF! | #REF! | #REF! | #REF! | #REF! | #REF! | #REF! | #REF! | #REF! | #REF! | #REF! | #REF! | #REF! | #REF! | #REF! | #REF! | #REF! | #REF! | #REF! | #REF! | #REF! | #REF!
(7) DESPESAS FINANCEIRAS | 0 | 6.1334 | 6.9512 | 7.769 | 8.5867 | 17.385 | 26.1832 | 34.862 | 42.9802 | 51.0983 | 59.2165 | 62.466 | 67.9736 | 67.9736 | 67.9736 | 67.9736 | 67.9736 | 67.9736 | 67.9736 | 67.9736 | 67.9736 | 67.9736 | 67.9736 | 67.9736 | 67.9736 | 67.9932 | 68.013 | 68.0328 | 68.0527 | 68.0728 | 68.093 | 68.1133 | 68.1337 | 68.1542 | 68.1749 | 68.1957 | 68.2166 | 68.2376 | 68.2587 | 68.28 | 68.3014 | 68.3229 | 68.3445 | 68.3663 | 68.3882 | 68.4102 | 68.4324 | 68.4546 | 68.4771 | 68.4996 | 68.5223 | 68.5451 | 68.568 | 68.5911 | 68.6143 | 68.6376 | 68.6611 | 68.6847 | 68.7085 | 68.7324 | 68.7564 | 68.7806 | 68.8049 | 68.8294 | 68.854 | 68.8787 | 68.9036 | 68.9286 | 68.9538 | 68.9791 | 69.0046 | 69.0302 | 69.056 | 69.0819 | 69.108 | 69.1342 | 69.1606 | 69.1871 | 69.2138 | 69.2407 | 69.2677 | 69.2948 | 69.3221 | 69.3496 | 69.3773 | 69.4051 | 69.433 | 69.4611 | 69.4894 | 69.5179 | 69.5465 | 69.5753 | 69.6043 | 69.6334 | 69.6627 | 69.6921 | 69.7218 | 69.7516 | 69.7816 | 69.8117 | 69.8421 | 69.8726 | 69.9033 | 69.9342 | 69.9652 | 69.9964 | 70.0279 | 70.0595 | 70.0912 | 70.1232 | 70.1554 | 70.1877 | 70.2203 | 70.253 | 70.2859 | 70.319 | 70.3523 | 70.3858 | 70.4195 | 70.4534 | 0 | 0 | 0 | 0 | 0 | 0 | 0 | 0 | 0 | 0 | 0 | 0 | 0 | 0 | 0 | 0 | 0 | 0 | 0 | 0 | 0 | 0 | 0 | 0 | 0 | 0 | 0 | 0 | 0 | 0 | 0 | 0 | 0 | 0 | 0 | 0 | 0 | 0 | 0 | 0 | 0 | 0 | 0 | 0 | 0 | 0 | 0 | 0 | 0 | 0 | 0 | 0 | 0 | 0 | 0 | 0 | 0 | 0 | 0 | 0 | 0 | 0 | 0 | 0 | 0 | 0 | 0 | 0 | 0 | 0 | 0 | 0 | 0 | 0 | 0 | 0 | 0 | 0 | 0 | 0 | 0 | 0 | 0 | 0 | 0 | 0 | 0 | 0 | 0 | 0 | 0 | 0 | 0 | 0 | 0 | 0
(8) LUCRO ANTES DO IMPOSTO (5-6-7) | 0 | -6.1334 | -6.9512 | -7.769 | -8.5867 | -17.385 | #REF! | #REF! | #REF! | #REF! | #REF! | #REF! | #REF! | #REF! | #NAME? | #NAME? | #NAME? | #NAME? | #NAME? | #NAME? | #NAME? | #NAME? | #NAME? | #NAME? | #NAME? | #NAME? | #NAME? | #NAME? | #NAME? | #NAME? | #NAME? | #NAME? | #NAME? | #NAME? | #NAME? | #NAME? | #NAME? | #NAME? | #NAME? | #NAME? | #NAME? | #NAME? | #NAME? | #NAME? | #NAME? | #NAME? | #NAME? | #NAME? | #NAME? | #NAME? | #NAME? | #NAME? | #NAME? | #NAME? | #NAME? | #NAME? | #NAME? | #NAME? | #NAME? | #NAME? | #NAME? | #NAME? | #NAME? | #NAME? | #NAME? | #NAME? | #NAME? | #NAME? | #NAME? | #NAME? | #NAME? | #NAME? | #NAME? | #NAME? | #NAME? | #NAME? | #NAME? | #NAME? | #NAME? | #NAME? | #NAME? | #NAME? | #NAME? | #NAME? | #NAME? | #NAME? | #NAME? | #NAME? | #NAME? | #NAME? | #NAME? | #NAME? | #NAME? | #NAME? | #NAME? | #NAME? | #NAME? | #NAME? | #NAME? | #NAME? | #NAME? | #NAME? | #NAME? | #NAME? | #NAME? | #NAME? | #NAME? | #NAME? | #NAME? | #NAME? | #NAME? | #NAME? | #NAME? | #NAME? | #NAME? | #NAME? | #NAME? | #NAME? | #NAME? | #NAME? | #NAME? | #NAME? | #NAME? | #NAME? | #NAME? | #NAME? | #NAME? | #NAME? | #NAME? | #NAME? | #NAME? | #NAME? | #NAME? | #NAME? | #NAME? | #NAME? | #NAME? | #NAME? | #NAME? | #NAME? | #NAME? | #NAME? | #NAME? | #NAME? | #NAME? | #NAME? | #NAME? | #NAME? | #NAME? | #NAME? | #NAME? | #NAME? | #NAME? | #NAME? | #NAME? | #NAME? | #NAME? | #NAME? | #NAME? | #NAME? | #NAME? | #NAME? | #NAME? | #NAME? | #NAME? | #NAME? | #NAME? | #NAME? | #NAME? | #NAME? | #NAME? | #NAME? | #NAME? | #NAME? | #NAME? | #NAME? | #NAME? | #NAME? | #NAME? | #NAME? | #NAME? | #NAME? | #NAME? | #NAME? | #NAME? | #NAME? | #NAME? | #NAME? | #NAME? | #NAME? | #NAME? | #NAME? | #NAME? | #NAME? | #NAME? | #NAME? | #NAME? | #NAME? | #NAME? | #NAME? | #NAME? | #NAME? | #NAME? | #NAME? | #NAME? | #NAME? | #NAME? | #NAME? | #NAME? | #NAME? | #NAME? | #NAME? | #NAME? | #NAME? | #NAME? | #NAME?
(9) IRPJ / CSLL | 0 | 0 | 0 | 0 | 0 | 0 | #REF! | #REF! | #REF! | #REF! | #REF! | #REF! | #REF! | #REF! | #NAME? | #NAME? | #NAME? | #NAME? | #NAME? | #NAME? | #NAME? | #NAME? | #NAME? | #NAME? | #NAME? | #NAME? | #NAME? | #NAME? | #NAME? | #NAME? | #NAME? | #NAME? | #NAME? | #NAME? | #NAME? | #NAME? | #NAME? | #NAME? | #NAME? | #NAME? | #NAME? | #NAME? | #NAME? | #NAME? | #NAME? | #NAME? | #NAME? | #NAME? | #NAME? | #NAME? | #NAME? | #NAME? | #NAME? | #NAME? | #NAME? | #NAME? | #NAME? | #NAME? | #NAME? | #NAME? | #NAME? | #NAME? | #NAME? | #NAME? | #NAME? | #NAME? | #NAME? | #NAME? | #NAME? | #NAME? | #NAME? | #NAME? | #NAME? | #NAME? | #NAME? | #NAME? | #NAME? | #NAME? | #NAME? | #NAME? | #NAME? | #NAME? | #NAME? | #NAME? | #NAME? | #NAME? | #NAME? | #NAME? | #NAME? | #NAME? | #NAME? | #NAME? | #NAME? | #NAME? | #NAME? | #NAME? | #NAME? | #NAME? | #NAME? | #NAME? | #NAME? | #NAME? | #NAME? | #NAME? | #NAME? | #NAME? | #NAME? | #NAME? | #NAME? | #NAME? | #NAME? | #NAME? | #NAME? | #NAME? | #NAME? | #NAME? | #NAME? | #NAME? | #NAME? | #NAME? | #NAME? | #NAME? | #NAME? | #NAME? | #NAME? | #NAME? | #NAME? | #NAME? | #NAME? | #NAME? | #NAME? | #NAME? | #NAME? | #NAME? | #NAME? | #NAME? | #NAME? | #NAME? | #NAME? | #NAME? | #NAME? | #NAME? | #NAME? | #NAME? | #NAME? | #NAME? | #NAME? | #NAME? | #NAME? | #NAME? | #NAME? | #NAME? | #NAME? | #NAME? | #NAME? | #NAME? | #NAME? | #NAME? | #NAME? | #NAME? | #NAME? | #NAME? | #NAME? | #NAME? | #NAME? | #NAME? | #NAME? | #NAME? | #NAME? | #NAME? | #NAME? | #NAME? | #NAME? | #NAME? | #NAME? | #NAME? | #NAME? | #NAME? | #NAME? | #NAME? | #NAME? | #NAME? | #NAME? | #NAME? | #NAME? | #NAME? | #NAME? | #NAME? | #NAME? | #NAME? | #NAME? | #NAME? | #NAME? | #NAME? | #NAME? | #NAME? | #NAME? | #NAME? | #NAME? | #NAME? | #NAME? | #NAME? | #NAME? | #NAME? | #NAME? | #NAME? | #NAME? | #NAME? | #NAME? | #NAME? | #NAME? | #NAME? | #NAME? | #NAME? | #NAME? | #NAME?
(REF) Base de Cálculo | 0 | 0 | 0 | 0 | 0 | 0 | #REF! | #REF! | #REF! | #REF! | #REF! | #REF! | #REF! | #REF! | #NAME? | #NAME? | #NAME? | #NAME? | #NAME? | #NAME? | #NAME? | #NAME? | #NAME? | #NAME? | #NAME? | #NAME? | #NAME? | #NAME? | #NAME? | #NAME? | #NAME? | #NAME? | #NAME? | #NAME? | #NAME? | #NAME? | #NAME? | #NAME? | #NAME? | #NAME? | #NAME? | #NAME? | #NAME? | #NAME? | #NAME? | #NAME? | #NAME? | #NAME? | #NAME? | #NAME? | #NAME? | #NAME? | #NAME? | #NAME? | #NAME? | #NAME? | #NAME? | #NAME? | #NAME? | #NAME? | #NAME? | #NAME? | #NAME? | #NAME? | #NAME? | #NAME? | #NAME? | #NAME? | #NAME? | #NAME? | #NAME? | #NAME? | #NAME? | #NAME? | #NAME? | #NAME? | #NAME? | #NAME? | #NAME? | #NAME? | #NAME? | #NAME? | #NAME? | #NAME? | #NAME? | #NAME? | #NAME? | #NAME? | #NAME? | #NAME? | #NAME? | #NAME? | #NAME? | #NAME? | #NAME? | #NAME? | #NAME? | #NAME? | #NAME? | #NAME? | #NAME? | #NAME? | #NAME? | #NAME? | #NAME? | #NAME? | #NAME? | #NAME? | #NAME? | #NAME? | #NAME? | #NAME? | #NAME? | #NAME? | #NAME? | #NAME? | #NAME? | #NAME? | #NAME? | #NAME? | #NAME? | #NAME? | #NAME? | #NAME? | #NAME? | #NAME? | #NAME? | #NAME? | #NAME? | #NAME? | #NAME? | #NAME? | #NAME? | #NAME? | #NAME? | #NAME? | #NAME? | #NAME? | #NAME? | #NAME? | #NAME? | #NAME? | #NAME? | #NAME? | #NAME? | #NAME? | #NAME? | #NAME? | #NAME? | #NAME? | #NAME? | #NAME? | #NAME? | #NAME? | #NAME? | #NAME? | #NAME? | #NAME? | #NAME? | #NAME? | #NAME? | #NAME? | #NAME? | #NAME? | #NAME? | #NAME? | #NAME? | #NAME? | #NAME? | #NAME? | #NAME? | #NAME? | #NAME? | #NAME? | #NAME? | #NAME? | #NAME? | #NAME? | #NAME? | #NAME? | #NAME? | #NAME? | #NAME? | #NAME? | #NAME? | #NAME? | #NAME? | #NAME? | #NAME? | #NAME? | #NAME? | #NAME? | #NAME? | #NAME? | #NAME? | #NAME? | #NAME? | #NAME? | #NAME? | #NAME? | #NAME? | #NAME? | #NAME? | #NAME? | #NAME? | #NAME? | #NAME? | #NAME? | #NAME? | #NAME? | #NAME? | #NAME? | #NAME? | #NAME? | #NAME? | #NAME?
(+) IRPJ | 0 | 0 | 0 | 0 | 0 | 0 | #REF! | #REF! | #REF! | #REF! | #REF! | #REF! | #REF! | #REF! | #NAME? | #NAME? | #NAME? | #NAME? | #NAME? | #NAME? | #NAME? | #NAME? | #NAME? | #NAME? | #NAME? | #NAME? | #NAME? | #NAME? | #NAME? | #NAME? | #NAME? | #NAME? | #NAME? | #NAME? | #NAME? | #NAME? | #NAME? | #NAME? | #NAME? | #NAME? | #NAME? | #NAME? | #NAME? | #NAME? | #NAME? | #NAME? | #NAME? | #NAME? | #NAME? | #NAME? | #NAME? | #NAME? | #NAME? | #NAME? | #NAME? | #NAME? | #NAME? | #NAME? | #NAME? | #NAME? | #NAME? | #NAME? | #NAME? | #NAME? | #NAME? | #NAME? | #NAME? | #NAME? | #NAME? | #NAME? | #NAME? | #NAME? | #NAME? | #NAME? | #NAME? | #NAME? | #NAME? | #NAME? | #NAME? | #NAME? | #NAME? | #NAME? | #NAME? | #NAME? | #NAME? | #NAME? | #NAME? | #NAME? | #NAME? | #NAME? | #NAME? | #NAME? | #NAME? | #NAME? | #NAME? | #NAME? | #NAME? | #NAME? | #NAME? | #NAME? | #NAME? | #NAME? | #NAME? | #NAME? | #NAME? | #NAME? | #NAME? | #NAME? | #NAME? | #NAME? | #NAME? | #NAME? | #NAME? | #NAME? | #NAME? | #NAME? | #NAME? | #NAME? | #NAME? | #NAME? | #NAME? | #NAME? | #NAME? | #NAME? | #NAME? | #NAME? | #NAME? | #NAME? | #NAME? | #NAME? | #NAME? | #NAME? | #NAME? | #NAME? | #NAME? | #NAME? | #NAME? | #NAME? | #NAME? | #NAME? | #NAME? | #NAME? | #NAME? | #NAME? | #NAME? | #NAME? | #NAME? | #NAME? | #NAME? | #NAME? | #NAME? | #NAME? | #NAME? | #NAME? | #NAME? | #NAME? | #NAME? | #NAME? | #NAME? | #NAME? | #NAME? | #NAME? | #NAME? | #NAME? | #NAME? | #NAME? | #NAME? | #NAME? | #NAME? | #NAME? | #NAME? | #NAME? | #NAME? | #NAME? | #NAME? | #NAME? | #NAME? | #NAME? | #NAME? | #NAME? | #NAME? | #NAME? | #NAME? | #NAME? | #NAME? | #NAME? | #NAME? | #NAME? | #NAME? | #NAME? | #NAME? | #NAME? | #NAME? | #NAME? | #NAME? | #NAME? | #NAME? | #NAME? | #NAME? | #NAME? | #NAME? | #NAME? | #NAME? | #NAME? | #NAME? | #NAME? | #NAME? | #NAME? | #NAME? | #NAME? | #NAME? | #NAME? | #NAME? | #NAME? | #NAME? | #NAME?
(+) CSLL | 0 | 0 | 0 | 0 | 0 | 0 | #REF! | #REF! | #REF! | #REF! | #REF! | #REF! | #REF! | #REF! | #NAME? | #NAME? | #NAME? | #NAME? | #NAME? | #NAME? | #NAME? | #NAME? | #NAME? | #NAME? | #NAME? | #NAME? | #NAME? | #NAME? | #NAME? | #NAME? | #NAME? | #NAME? | #NAME? | #NAME? | #NAME? | #NAME? | #NAME? | #NAME? | #NAME? | #NAME? | #NAME? | #NAME? | #NAME? | #NAME? | #NAME? | #NAME? | #NAME? | #NAME? | #NAME? | #NAME? | #NAME? | #NAME? | #NAME? | #NAME? | #NAME? | #NAME? | #NAME? | #NAME? | #NAME? | #NAME? | #NAME? | #NAME? | #NAME? | #NAME? | #NAME? | #NAME? | #NAME? | #NAME? | #NAME? | #NAME? | #NAME? | #NAME? | #NAME? | #NAME? | #NAME? | #NAME? | #NAME? | #NAME? | #NAME? | #NAME? | #NAME? | #NAME? | #NAME? | #NAME? | #NAME? | #NAME? | #NAME? | #NAME? | #NAME? | #NAME? | #NAME? | #NAME? | #NAME? | #NAME? | #NAME? | #NAME? | #NAME? | #NAME? | #NAME? | #NAME? | #NAME? | #NAME? | #NAME? | #NAME? | #NAME? | #NAME? | #NAME? | #NAME? | #NAME? | #NAME? | #NAME? | #NAME? | #NAME? | #NAME? | #NAME? | #NAME? | #NAME? | #NAME? | #NAME? | #NAME? | #NAME? | #NAME? | #NAME? | #NAME? | #NAME? | #NAME? | #NAME? | #NAME? | #NAME? | #NAME? | #NAME? | #NAME? | #NAME? | #NAME? | #NAME? | #NAME? | #NAME? | #NAME? | #NAME? | #NAME? | #NAME? | #NAME? | #NAME? | #NAME? | #NAME? | #NAME? | #NAME? | #NAME? | #NAME? | #NAME? | #NAME? | #NAME? | #NAME? | #NAME? | #NAME? | #NAME? | #NAME? | #NAME? | #NAME? | #NAME? | #NAME? | #NAME? | #NAME? | #NAME? | #NAME? | #NAME? | #NAME? | #NAME? | #NAME? | #NAME? | #NAME? | #NAME? | #NAME? | #NAME? | #NAME? | #NAME? | #NAME? | #NAME? | #NAME? | #NAME? | #NAME? | #NAME? | #NAME? | #NAME? | #NAME? | #NAME? | #NAME? | #NAME? | #NAME? | #NAME? | #NAME? | #NAME? | #NAME? | #NAME? | #NAME? | #NAME? | #NAME? | #NAME? | #NAME? | #NAME? | #NAME? | #NAME? | #NAME? | #NAME? | #NAME? | #NAME? | #NAME? | #NAME? | #NAME? | #NAME? | #NAME? | #NAME? | #NAME? | #NAME? | #NAME? | #NAME?
(10) LUCRO LÍQUIDO (8-9) | 0 | -6.1334 | -6.9512 | -7.769 | -8.5867 | -17.385 | #REF! | #REF! | #REF! | #REF! | #REF! | #REF! | #REF! | #REF! | #NAME? | #NAME? | #NAME? | #NAME? | #NAME? | #NAME? | #NAME? | #NAME? | #NAME? | #NAME? | #NAME? | #NAME? | #NAME? | #NAME? | #NAME? | #NAME? | #NAME? | #NAME? | #NAME? | #NAME? | #NAME? | #NAME? | #NAME? | #NAME? | #NAME? | #NAME? | #NAME? | #NAME? | #NAME? | #NAME? | #NAME? | #NAME? | #NAME? | #NAME? | #NAME? | #NAME? | #NAME? | #NAME? | #NAME? | #NAME? | #NAME? | #NAME? | #NAME? | #NAME? | #NAME? | #NAME? | #NAME? | #NAME? | #NAME? | #NAME? | #NAME? | #NAME? | #NAME? | #NAME? | #NAME? | #NAME? | #NAME? | #NAME? | #NAME? | #NAME? | #NAME? | #NAME? | #NAME? | #NAME? | #NAME? | #NAME? | #NAME? | #NAME? | #NAME? | #NAME? | #NAME? | #NAME? | #NAME? | #NAME? | #NAME? | #NAME? | #NAME? | #NAME? | #NAME? | #NAME? | #NAME? | #NAME? | #NAME? | #NAME? | #NAME? | #NAME? | #NAME? | #NAME? | #NAME? | #NAME? | #NAME? | #NAME? | #NAME? | #NAME? | #NAME? | #NAME? | #NAME? | #NAME? | #NAME? | #NAME? | #NAME? | #NAME? | #NAME? | #NAME? | #NAME? | #NAME? | #NAME? | #NAME? | #NAME? | #NAME? | #NAME? | #NAME? | #NAME? | #NAME? | #NAME? | #NAME? | #NAME? | #NAME? | #NAME? | #NAME? | #NAME? | #NAME? | #NAME? | #NAME? | #NAME? | #NAME? | #NAME? | #NAME? | #NAME? | #NAME? | #NAME? | #NAME? | #NAME? | #NAME? | #NAME? | #NAME? | #NAME? | #NAME? | #NAME? | #NAME? | #NAME? | #NAME? | #NAME? | #NAME? | #NAME? | #NAME? | #NAME? | #NAME? | #NAME? | #NAME? | #NAME? | #NAME? | #NAME? | #NAME? | #NAME? | #NAME? | #NAME? | #NAME? | #NAME? | #NAME? | #NAME? | #NAME? | #NAME? | #NAME? | #NAME? | #NAME? | #NAME? | #NAME? | #NAME? | #NAME? | #NAME? | #NAME? | #NAME? | #NAME? | #NAME? | #NAME? | #NAME? | #NAME? | #NAME? | #NAME? | #NAME? | #NAME? | #NAME? | #NAME? | #NAME? | #NAME? | #NAME? | #NAME? | #NAME? | #NAME? | #NAME? | #NAME? | #NAME? | #NAME? | #NAME? | #NAME? | #NAME? | #NAME? | #NAME? | #NAME? | #NAME? | #NAME?
(11) CAPEX | 0 | 0 | 0 | 0 | 0 | 0 | #REF! | #REF! | #REF! | #REF! | #REF! | #REF! | #REF! | #REF! | #REF! | #REF! | #REF! | #REF! | #REF! | #REF! | #REF! | #REF! | #REF! | #REF! | #REF! | #REF! | #REF! | #REF! | #REF! | #REF! | #REF! | #REF! | #REF! | #REF! | #REF! | #REF! | #REF! | #REF! | #REF! | #REF! | #REF! | #REF! | #REF! | #REF! | #REF! | #REF! | #REF! | #REF! | #REF! | #REF! | #REF! | #REF! | #REF! | #REF! | #REF! | #REF! | #REF! | #REF! | #REF! | #REF! | #REF! | #REF! | #REF! | #REF! | #REF! | #REF! | #REF! | #REF! | #REF! | #REF! | #REF! | #REF! | #REF! | #REF! | #REF! | #REF! | #REF! | #REF! | #REF! | #REF! | #REF! | #REF! | #REF! | #REF! | #REF! | #REF! | #REF! | #REF! | #REF! | #REF! | #REF! | #REF! | #REF! | #REF! | #REF! | #REF! | #REF! | #REF! | #REF! | #REF! | #REF! | #REF! | #REF! | #REF! | #REF! | #REF! | #REF! | #REF! | #REF! | #REF! | #REF! | #REF! | #REF! | #REF! | #REF! | #REF! | #REF! | #REF! | #REF! | #REF! | #REF! | #REF! | #REF! | #REF! | #REF! | #REF! | #REF! | #REF! | #REF! | #REF! | #REF! | #REF! | #REF! | #REF! | #REF! | #REF! | #REF! | #REF! | #REF! | #REF! | #REF! | #REF! | #REF! | #REF! | #REF! | #REF! | #REF! | #REF! | #REF! | #REF! | #REF! | #REF! | #REF! | #REF! | #REF! | #REF! | #REF! | #REF! | #REF! | #REF! | #REF! | #REF! | #REF! | #REF! | #REF! | #REF! | #REF! | #REF! | #REF! | #REF! | #REF! | #REF! | #REF! | #REF! | #REF! | #REF! | #REF! | #REF! | #REF! | #REF! | #REF! | #REF! | #REF! | #REF! | #REF! | #REF! | #REF! | #REF! | #REF! | #REF! | #REF! | #REF! | #REF! | #REF! | #REF! | #REF! | #REF! | #REF! | #REF! | #REF! | #REF! | #REF! | #REF! | #REF! | #REF! | #REF! | #REF! | #REF! | #REF! | #REF! | #REF! | #REF! | #REF! | #REF! | #REF! | #REF!
Fase 0 - Despesas Pré-operacionais | 0 | 0 | 0 | 0 | 0 | 0 | 0 | 0 | 0 | 0 | 0 | 0 | 0 | 0 | 0 | 0 | 0 | 0 | 0 | 0 | 0 | 0 | 0 | 0 | 0 | 0 | 0 | 0 | 0 | 0 | 0 | 0 | 0 | 0 | 0 | 0 | 0 | 0 | 0 | 0 | 0 | 0 | 0 | 0 | 0 | 0 | 0 | 0 | 0 | 0 | 0 | 0 | 0 | 0 | 0 | 0 | 0 | 0 | 0 | 0 | 0 | 0 | 0 | 0 | 0 | 0 | 0 | 0 | 0 | 0 | 0 | 0 | 0 | 0 | 0 | 0 | 0 | 0 | 0 | 0 | 0 | 0 | 0 | 0 | 0 | 0 | 0 | 0 | 0 | 0 | 0 | 0 | 0 | 0 | 0 | 0 | 0 | 0 | 0 | 0 | 0 | 0 | 0 | 0 | 0 | 0 | 0 | 0 | 0 | 0 | 0 | 0 | 0 | 0 | 0 | 0 | 0 | 0 | 0 | 0 | 0 | 0 | 0 | 0 | 0 | 0 | 0 | 0 | 0 | 0 | 0 | 0 | 0 | 0 | 0 | 0 | 0 | 0 | 0 | 0 | 0 | 0 | 0 | 0 | 0 | 0 | 0 | 0 | 0 | 0 | 0 | 0 | 0 | 0 | 0 | 0 | 0 | 0 | 0 | 0 | 0 | 0 | 0 | 0 | 0 | 0 | 0 | 0 | 0 | 0 | 0 | 0 | 0 | 0 | 0 | 0 | 0 | 0 | 0 | 0 | 0 | 0 | 0 | 0 | 0 | 0 | 0 | 0 | 0 | 0 | 0 | 0 | 0 | 0 | 0 | 0 | 0 | 0 | 0 | 0 | 0 | 0 | 0 | 0 | 0 | 0 | 0 | 0 | 0 | 0 | 0 | 0 | 0 | 0 | 0 | 0
Fase 1 - Investimento para reforma do(s) Imóvel(is) | 0 | 0 | 0 | 0 | 0 | 0 | 0 | 0 | 0 | 0 | 0 | 0 | 0 | 0 | 0 | 0 | 0 | 0 | 0 | 0 | 0 | 0 | 0 | 0 | 0 | 0 | 0 | 0 | 0 | 0 | 0 | 0 | 0 | 0 | 0 | 0 | 0 | 0 | 0 | 0 | 0 | 0 | 0 | 0 | 0 | 0 | 0 | 0 | 0 | 0 | 0 | 0 | 0 | 0 | 0 | 0 | 0 | 0 | 0 | 0 | 0 | 0 | 0 | 0 | 0 | 0 | 0 | 0 | 0 | 0 | 0 | 0 | 0 | 0 | 0 | 0 | 0 | 0 | 0 | 0 | 0 | 0 | 0 | 0 | 0 | 0 | 0 | 0 | 0 | 0 | 0 | 0 | 0 | 0 | 0 | 0 | 0 | 0 | 0 | 0 | 0 | 0 | 0 | 0 | 0 | 0 | 0 | 0 | 0 | 0 | 0 | 0 | 0 | 0 | 0 | 0 | 0 | 0 | 0 | 0 | 0 | 0 | 0 | 0 | 0 | 0 | 0 | 0 | 0 | 0 | 0 | 0 | 0 | 0 | 0 | 0 | 0 | 0 | 0 | 0 | 0 | 0 | 0 | 0 | 0 | 0 | 0 | 0 | 0 | 0 | 0 | 0 | 0 | 0 | 0 | 0 | 0 | 0 | 0 | 0 | 0 | 0 | 0 | 0 | 0 | 0 | 0 | 0 | 0 | 0 | 0 | 0 | 0 | 0 | 0 | 0 | 0 | 0 | 0 | 0 | 0 | 0 | 0 | 0 | 0 | 0 | 0 | 0 | 0 | 0 | 0 | 0 | 0 | 0 | 0 | 0 | 0 | 0 | 0 | 0 | 0 | 0 | 0 | 0 | 0 | 0 | 0 | 0 | 0 | 0 | 0 | 0 | 0 | 0 | 0 | 0
Fase 1 - Mobiliário, Computadores e periféricos | 0 | 0 | 0 | 0 | 0 | 0 | 0 | 0 | 0 | 0 | 0 | 0 | 0 | 0 | 0 | 0 | 0 | 0 | 0 | 0 | 0 | 0 | 0 | 0 | 0 | 0 | 0 | 0 | 0 | 0 | 0 | 0 | 0 | 0 | 0 | 0 | 0 | 0 | 0 | 0 | 0 | 0 | 0 | 0 | 0 | 0 | 0 | 0 | 0 | 0 | 0 | 0 | 0 | 0 | 0 | 0 | 0 | 0 | 0 | 0 | 0 | 0 | 0 | 0 | 0 | 0 | 0 | 0 | 0 | 0 | 0 | 0 | 0 | 0 | 0 | 0 | 0 | 0 | 0 | 0 | 0 | 0 | 0 | 0 | 0 | 0 | 0 | 0 | 0 | 0 | 0 | 0 | 0 | 0 | 0 | 0 | 0 | 0 | 0 | 0 | 0 | 0 | 0 | 0 | 0 | 0 | 0 | 0 | 0 | 0 | 0 | 0 | 0 | 0 | 0 | 0 | 0 | 0 | 0 | 0 | 0 | 0 | 0 | 0 | 0 | 0 | 0 | 0 | 0 | 0 | 0 | 0 | 0 | 0 | 0 | 0 | 0 | 0 | 0 | 0 | 0 | 0 | 0 | 0 | 0 | 0 | 0 | 0 | 0 | 0 | 0 | 0 | 0 | 0 | 0 | 0 | 0 | 0 | 0 | 0 | 0 | 0 | 0 | 0 | 0 | 0 | 0 | 0 | 0 | 0 | 0 | 0 | 0 | 0 | 0 | 0 | 0 | 0 | 0 | 0 | 0 | 0 | 0 | 0 | 0 | 0 | 0 | 0 | 0 | 0 | 0 | 0 | 0 | 0 | 0 | 0 | 0 | 0 | 0 | 0 | 0 | 0 | 0 | 0 | 0 | 0 | 0 | 0 | 0 | 0 | 0 | 0 | 0 | 0 | 0 | 0
Fase 1 - Sistemas e Projetos | 0 | 0 | 0 | 0 | 0 | 0 | 0 | 0 | 0 | 0 | 0 | 0 | 0 | 0 | 0 | 0 | 0 | 0 | 0 | 0 | 0 | 0 | 0 | 0 | 0 | 0 | 0 | 0 | 0 | 0 | 0 | 0 | 0 | 0 | 0 | 0 | 0 | 0 | 0 | 0 | 0 | 0 | 0 | 0 | 0 | 0 | 0 | 0 | 0 | 0 | 0 | 0 | 0 | 0 | 0 | 0 | 0 | 0 | 0 | 0 | 0 | 0 | 0 | 0 | 0 | 0 | 0 | 0 | 0 | 0 | 0 | 0 | 0 | 0 | 0 | 0 | 0 | 0 | 0 | 0 | 0 | 0 | 0 | 0 | 0 | 0 | 0 | 0 | 0 | 0 | 0 | 0 | 0 | 0 | 0 | 0 | 0 | 0 | 0 | 0 | 0 | 0 | 0 | 0 | 0 | 0 | 0 | 0 | 0 | 0 | 0 | 0 | 0 | 0 | 0 | 0 | 0 | 0 | 0 | 0 | 0 | 0 | 0 | 0 | 0 | 0 | 0 | 0 | 0 | 0 | 0 | 0 | 0 | 0 | 0 | 0 | 0 | 0 | 0 | 0 | 0 | 0 | 0 | 0 | 0 | 0 | 0 | 0 | 0 | 0 | 0 | 0 | 0 | 0 | 0 | 0 | 0 | 0 | 0 | 0 | 0 | 0 | 0 | 0 | 0 | 0 | 0 | 0 | 0 | 0 | 0 | 0 | 0 | 0 | 0 | 0 | 0 | 0 | 0 | 0 | 0 | 0 | 0 | 0 | 0 | 0 | 0 | 0 | 0 | 0 | 0 | 0 | 0 | 0 | 0 | 0 | 0 | 0 | 0 | 0 | 0 | 0 | 0 | 0 | 0 | 0 | 0 | 0 | 0 | 0 | 0 | 0 | 0 | 0 | 0 | 0
Fase 2 - Iluminação de Festividades | 0 | 0 | 0 | 0 | 0 | 0 | 0 | 0 | 0 | 0 | 0 | 0 | 0 | 0 | 0 | 0 | 0 | 0 | 0 | 0 | 0 | 0 | 0 | 0 | 0 | 0 | 0 | 0 | 0 | 0 | 0 | 0 | 0 | 0 | 0 | 0 | 0 | 0 | 0 | 0 | 0 | 0 | 0 | 0 | 0 | 0 | 0 | 0 | 0 | 0 | 0 | 0 | 0 | 0 | 0 | 0 | 0 | 0 | 0 | 0 | 0 | 0 | 0 | 0 | 0 | 0 | 0 | 0 | 0 | 0 | 0 | 0 | 0 | 0 | 0 | 0 | 0 | 0 | 0 | 0 | 0 | 0 | 0 | 0 | 0 | 0 | 0 | 0 | 0 | 0 | 0 | 0 | 0 | 0 | 0 | 0 | 0 | 0 | 0 | 0 | 0 | 0 | 0 | 0 | 0 | 0 | 0 | 0 | 0 | 0 | 0 | 0 | 0 | 0 | 0 | 0 | 0 | 0 | 0 | 0 | 0 | 0 | 0 | 0 | 0 | 0 | 0 | 0 | 0 | 0 | 0 | 0 | 0 | 0 | 0 | 0 | 0 | 0 | 0 | 0 | 0 | 0 | 0 | 0 | 0 | 0 | 0 | 0 | 0 | 0 | 0 | 0 | 0 | 0 | 0 | 0 | 0 | 0 | 0 | 0 | 0 | 0 | 0 | 0 | 0 | 0 | 0 | 0 | 0 | 0 | 0 | 0 | 0 | 0 | 0 | 0 | 0 | 0 | 0 | 0 | 0 | 0 | 0 | 0 | 0 | 0 | 0 | 0 | 0 | 0 | 0 | 0 | 0 | 0 | 0 | 0 | 0 | 0 | 0 | 0 | 0 | 0 | 0 | 0 | 0 | 0 | 0 | 0 | 0 | 0 | 0 | 0 | 0 | 0 | 0 | 0
Fase 2 - Iluminação Viária (V4/V5) Exclusivos | 0 | 0 | 0 | 0 | 0 | 0 | #REF! | #REF! | #REF! | #REF! | #REF! | #REF! | #REF! | #REF! | #REF! | #REF! | #REF! | #REF! | #REF! | #REF! | #REF! | #REF! | #REF! | #REF! | #REF! | #REF! | #REF! | #REF! | #REF! | #REF! | #REF! | #REF! | #REF! | #REF! | #REF! | #REF! | #REF! | #REF! | #REF! | #REF! | #REF! | #REF! | #REF! | #REF! | #REF! | #REF! | #REF! | #REF! | #REF! | #REF! | #REF! | #REF! | #REF! | #REF! | #REF! | #REF! | #REF! | #REF! | #REF! | #REF! | #REF! | #REF! | #REF! | #REF! | #REF! | #REF! | #REF! | #REF! | #REF! | #REF! | #REF! | #REF! | #REF! | #REF! | #REF! | #REF! | #REF! | #REF! | #REF! | #REF! | #REF! | #REF! | #REF! | #REF! | #REF! | #REF! | #REF! | #REF! | #REF! | #REF! | #REF! | #REF! | #REF! | #REF! | #REF! | #REF! | #REF! | #REF! | #REF! | #REF! | #REF! | #REF! | #REF! | #REF! | #REF! | #REF! | #REF! | #REF! | #REF! | #REF! | #REF! | #REF! | #REF! | #REF! | #REF! | #REF! | #REF! | #REF! | #REF! | #REF! | #REF! | #REF! | #REF! | #REF! | #REF! | #REF! | #REF! | #REF! | #REF! | #REF! | #REF! | #REF! | #REF! | #REF! | #REF! | #REF! | #REF! | #REF! | #REF! | #REF! | #REF! | #REF! | #REF! | #REF! | #REF! | #REF! | #REF! | #REF! | #REF! | #REF! | #REF! | #REF! | #REF! | #REF! | #REF! | #REF! | #REF! | #REF! | #REF! | #REF! | #REF! | #REF! | #REF! | #REF! | #REF! | #REF! | #REF! | #REF! | #REF! | #REF! | #REF! | #REF! | #REF! | #REF! | #REF! | #REF! | #REF! | #REF! | #REF! | #REF! | #REF! | #REF! | #REF! | #REF! | #REF! | #REF! | #REF! | #REF! | #REF! | #REF! | #REF! | #REF! | #REF! | #REF! | #REF! | #REF! | #REF! | #REF! | #REF! | #REF! | #REF! | #REF! | #REF! | #REF! | #REF! | #REF! | #REF! | #REF! | #REF! | #REF! | #REF! | #REF! | #REF! | #REF! | #REF! | #REF!
Fase 2 - Iluminação Viária (V1...V3) Exclusivos | 0 | 0 | 0 | 0 | 0 | 0 | 0 | 0 | 0 | 0 | 0 | 0 | 0 | 0 | 0 | 0 | 0 | 0 | 0 | 0 | 0 | 0 | 0 | 0 | 0 | 0 | 0 | 0 | 0 | 0 | 0 | 0 | 0 | 0 | 0 | 0 | 0 | 0 | 0 | 0 | 0 | 0 | 0 | 0 | 0 | 0 | 0 | 0 | 0 | 0 | 0 | 0 | 0 | 0 | 0 | 0 | 0 | 0 | 0 | 0 | 0 | 0 | 0 | 0 | 0 | 0 | 0 | 0 | 0 | 0 | 0 | 0 | 0 | 0 | 0 | 0 | 0 | 0 | 0 | 0 | 0 | 0 | 0 | 0 | 0 | 0 | 0 | 0 | 0 | 0 | 0 | 0 | 0 | 0 | 0 | 0 | 0 | 0 | 0 | 0 | 0 | 0 | 0 | 0 | 0 | 0 | 0 | 0 | 0 | 0 | 0 | 0 | 0 | 0 | 0 | 0 | 0 | 0 | 0 | 0 | 0 | 0 | 0 | 0 | 0 | 0 | 0 | 0 | 0 | 0 | 0 | 0 | 0 | 0 | 0 | 0 | 0 | 0 | 0 | 0 | 0 | 0 | 0 | 0 | 0 | 0 | 0 | 0 | 0 | 0 | 0 | 0 | 0 | 0 | 0 | 0 | 0 | 0 | 0 | 0 | 0 | 0 | 0 | 0 | 0 | 0 | 0 | 0 | 0 | 0 | 0 | 0 | 0 | 0 | 0 | 0 | 0 | 0 | 0 | 0 | 0 | 0 | 0 | 0 | 0 | 0 | 0 | 0 | 0 | 0 | 0 | 0 | 0 | 0 | 0 | 0 | 0 | 0 | 0 | 0 | 0 | 0 | 0 | 0 | 0 | 0 | 0 | 0 | 0 | 0 | 0 | 0 | 0 | 0 | 0 | 0
Fase 2 - Iluminação Viária (V4/V5) Compartilhados | 0 | 0 | 0 | 0 | 0 | 0 | #REF! | #REF! | #REF! | #REF! | #REF! | #REF! | #REF! | #REF! | #REF! | #REF! | #REF! | #REF! | #REF! | #REF! | #REF! | #REF! | #REF! | #REF! | #REF! | #REF! | #REF! | #REF! | #REF! | #REF! | #REF! | #REF! | #REF! | #REF! | #REF! | #REF! | #REF! | #REF! | #REF! | #REF! | #REF! | #REF! | #REF! | #REF! | #REF! | #REF! | #REF! | #REF! | #REF! | #REF! | #REF! | #REF! | #REF! | #REF! | #REF! | #REF! | #REF! | #REF! | #REF! | #REF! | #REF! | #REF! | #REF! | #REF! | #REF! | #REF! | #REF! | #REF! | #REF! | #REF! | #REF! | #REF! | #REF! | #REF! | #REF! | #REF! | #REF! | #REF! | #REF! | #REF! | #REF! | #REF! | #REF! | #REF! | #REF! | #REF! | #REF! | #REF! | #REF! | #REF! | #REF! | #REF! | #REF! | #REF! | #REF! | #REF! | #REF! | #REF! | #REF! | #REF! | #REF! | #REF! | #REF! | #REF! | #REF! | #REF! | #REF! | #REF! | #REF! | #REF! | #REF! | #REF! | #REF! | #REF! | #REF! | #REF! | #REF! | #REF! | #REF! | #REF! | #REF! | #REF! | #REF! | #REF! | #REF! | #REF! | #REF! | #REF! | #REF! | #REF! | #REF! | #REF! | #REF! | #REF! | #REF! | #REF! | #REF! | #REF! | #REF! | #REF! | #REF! | #REF! | #REF! | #REF! | #REF! | #REF! | #REF! | #REF! | #REF! | #REF! | #REF! | #REF! | #REF! | #REF! | #REF! | #REF! | #REF! | #REF! | #REF! | #REF! | #REF! | #REF! | #REF! | #REF! | #REF! | #REF! | #REF! | #REF! | #REF! | #REF! | #REF! | #REF! | #REF! | #REF! | #REF! | #REF! | #REF! | #REF! | #REF! | #REF! | #REF! | #REF! | #REF! | #REF! | #REF! | #REF! | #REF! | #REF! | #REF! | #REF! | #REF! | #REF! | #REF! | #REF! | #REF! | #REF! | #REF! | #REF! | #REF! | #REF! | #REF! | #REF! | #REF! | #REF! | #REF! | #REF! | #REF! | #REF! | #REF! | #REF! | #REF! | #REF! | #REF! | #REF! | #REF! | #REF!
Fase 2 - Iluminação Viária (V1...V3) Compartilhados | 0 | 0 | 0 | 0 | 0 | 0 | 0 | 0 | 0 | 0 | 0 | 0 | 0 | 0 | 0 | 0 | 0 | 0 | 0 | 0 | 0 | 0 | 0 | 0 | 0 | 0 | 0 | 0 | 0 | 0 | 0 | 0 | 0 | 0 | 0 | 0 | 0 | 0 | 0 | 0 | 0 | 0 | 0 | 0 | 0 | 0 | 0 | 0 | 0 | 0 | 0 | 0 | 0 | 0 | 0 | 0 | 0 | 0 | 0 | 0 | 0 | 0 | 0 | 0 | 0 | 0 | 0 | 0 | 0 | 0 | 0 | 0 | 0 | 0 | 0 | 0 | 0 | 0 | 0 | 0 | 0 | 0 | 0 | 0 | 0 | 0 | 0 | 0 | 0 | 0 | 0 | 0 | 0 | 0 | 0 | 0 | 0 | 0 | 0 | 0 | 0 | 0 | 0 | 0 | 0 | 0 | 0 | 0 | 0 | 0 | 0 | 0 | 0 | 0 | 0 | 0 | 0 | 0 | 0 | 0 | 0 | 0 | 0 | 0 | 0 | 0 | 0 | 0 | 0 | 0 | 0 | 0 | 0 | 0 | 0 | 0 | 0 | 0 | 0 | 0 | 0 | 0 | 0 | 0 | 0 | 0 | 0 | 0 | 0 | 0 | 0 | 0 | 0 | 0 | 0 | 0 | 0 | 0 | 0 | 0 | 0 | 0 | 0 | 0 | 0 | 0 | 0 | 0 | 0 | 0 | 0 | 0 | 0 | 0 | 0 | 0 | 0 | 0 | 0 | 0 | 0 | 0 | 0 | 0 | 0 | 0 | 0 | 0 | 0 | 0 | 0 | 0 | 0 | 0 | 0 | 0 | 0 | 0 | 0 | 0 | 0 | 0 | 0 | 0 | 0 | 0 | 0 | 0 | 0 | 0 | 0 | 0 | 0 | 0 | 0 | 0
Fase 2 - Iluminação EPL | 0 | 0 | 0 | 0 | 0 | 0 | 0 | 0 | 0 | 0 | 0 | 0 | 0 | 0 | 0 | 0 | 0 | 0 | 0 | 0 | 0 | 0 | 0 | 0 | 0 | 0 | 0 | 0 | 0 | 0 | 0 | 0 | 0 | 0 | 0 | 0 | 0 | 0 | 0 | 0 | 0 | 0 | 0 | 0 | 0 | 0 | 0 | 0 | 0 | 0 | 0 | 0 | 0 | 0 | 0 | 0 | 0 | 0 | 0 | 0 | 0 | 0 | 0 | 0 | 0 | 0 | 0 | 0 | 0 | 0 | 0 | 0 | 0 | 0 | 0 | 0 | 0 | 0 | 0 | 0 | 0 | 0 | 0 | 0 | 0 | 0 | 0 | 0 | 0 | 0 | 0 | 0 | 0 | 0 | 0 | 0 | 0 | 0 | 0 | 0 | 0 | 0 | 0 | 0 | 0 | 0 | 0 | 0 | 0 | 0 | 0 | 0 | 0 | 0 | 0 | 0 | 0 | 0 | 0 | 0 | 0 | 0 | 0 | 0 | 0 | 0 | 0 | 0 | 0 | 0 | 0 | 0 | 0 | 0 | 0 | 0 | 0 | 0 | 0 | 0 | 0 | 0 | 0 | 0 | 0 | 0 | 0 | 0 | 0 | 0 | 0 | 0 | 0 | 0 | 0 | 0 | 0 | 0 | 0 | 0 | 0 | 0 | 0 | 0 | 0 | 0 | 0 | 0 | 0 | 0 | 0 | 0 | 0 | 0 | 0 | 0 | 0 | 0 | 0 | 0 | 0 | 0 | 0 | 0 | 0 | 0 | 0 | 0 | 0 | 0 | 0 | 0 | 0 | 0 | 0 | 0 | 0 | 0 | 0 | 0 | 0 | 0 | 0 | 0 | 0 | 0 | 0 | 0 | 0 | 0 | 0 | 0 | 0 | 0 | 0 | 0
Fase 2 - Iluminação FTP | 0 | 0 | 0 | 0 | 0 | 0 | 0 | 0 | 0 | 0 | 0 | 0 | 0 | 0 | 0 | 0 | 0 | 0 | 0 | 0 | 0 | 0 | 0 | 0 | 0 | 0 | 0 | 0 | 0 | 0 | 0 | 0 | 0 | 0 | 0 | 0 | 0 | 0 | 0 | 0 | 0 | 0 | 0 | 0 | 0 | 0 | 0 | 0 | 0 | 0 | 0 | 0 | 0 | 0 | 0 | 0 | 0 | 0 | 0 | 0 | 0 | 0 | 0 | 0 | 0 | 0 | 0 | 0 | 0 | 0 | 0 | 0 | 0 | 0 | 0 | 0 | 0 | 0 | 0 | 0 | 0 | 0 | 0 | 0 | 0 | 0 | 0 | 0 | 0 | 0 | 0 | 0 | 0 | 0 | 0 | 0 | 0 | 0 | 0 | 0 | 0 | 0 | 0 | 0 | 0 | 0 | 0 | 0 | 0 | 0 | 0 | 0 | 0 | 0 | 0 | 0 | 0 | 0 | 0 | 0 | 0 | 0 | 0 | 0 | 0 | 0 | 0 | 0 | 0 | 0 | 0 | 0 | 0 | 0 | 0 | 0 | 0 | 0 | 0 | 0 | 0 | 0 | 0 | 0 | 0 | 0 | 0 | 0 | 0 | 0 | 0 | 0 | 0 | 0 | 0 | 0 | 0 | 0 | 0 | 0 | 0 | 0 | 0 | 0 | 0 | 0 | 0 | 0 | 0 | 0 | 0 | 0 | 0 | 0 | 0 | 0 | 0 | 0 | 0 | 0 | 0 | 0 | 0 | 0 | 0 | 0 | 0 | 0 | 0 | 0 | 0 | 0 | 0 | 0 | 0 | 0 | 0 | 0 | 0 | 0 | 0 | 0 | 0 | 0 | 0 | 0 | 0 | 0 | 0 | 0 | 0 | 0 | 0 | 0 | 0 | 0
Fase 2 - Iluminação Ciclovia | 0 | 0 | 0 | 0 | 0 | 0 | 0 | 0 | 0 | 0 | 0 | 0 | 0 | 0 | 0 | 0 | 0 | 0 | 0 | 0 | 0 | 0 | 0 | 0 | 0 | 0 | 0 | 0 | 0 | 0 | 0 | 0 | 0 | 0 | 0 | 0 | 0 | 0 | 0 | 0 | 0 | 0 | 0 | 0 | 0 | 0 | 0 | 0 | 0 | 0 | 0 | 0 | 0 | 0 | 0 | 0 | 0 | 0 | 0 | 0 | 0 | 0 | 0 | 0 | 0 | 0 | 0 | 0 | 0 | 0 | 0 | 0 | 0 | 0 | 0 | 0 | 0 | 0 | 0 | 0 | 0 | 0 | 0 | 0 | 0 | 0 | 0 | 0 | 0 | 0 | 0 | 0 | 0 | 0 | 0 | 0 | 0 | 0 | 0 | 0 | 0 | 0 | 0 | 0 | 0 | 0 | 0 | 0 | 0 | 0 | 0 | 0 | 0 | 0 | 0 | 0 | 0 | 0 | 0 | 0 | 0 | 0 | 0 | 0 | 0 | 0 | 0 | 0 | 0 | 0 | 0 | 0 | 0 | 0 | 0 | 0 | 0 | 0 | 0 | 0 | 0 | 0 | 0 | 0 | 0 | 0 | 0 | 0 | 0 | 0 | 0 | 0 | 0 | 0 | 0 | 0 | 0 | 0 | 0 | 0 | 0 | 0 | 0 | 0 | 0 | 0 | 0 | 0 | 0 | 0 | 0 | 0 | 0 | 0 | 0 | 0 | 0 | 0 | 0 | 0 | 0 | 0 | 0 | 0 | 0 | 0 | 0 | 0 | 0 | 0 | 0 | 0 | 0 | 0 | 0 | 0 | 0 | 0 | 0 | 0 | 0 | 0 | 0 | 0 | 0 | 0 | 0 | 0 | 0 | 0 | 0 | 0 | 0 | 0 | 0 | 0
Fase 2 - Iluminação Especial | 0 | 0 | 0 | 0 | 0 | 0 | 0 | 0 | 0 | 0 | 0 | 0 | 0 | 0 | 0 | 0 | 0 | 0 | 0 | 0 | 0 | 0 | 0 | 0 | 0 | 0 | 0 | 0 | 0 | 0 | 0 | 0 | 0 | 0 | 0 | 0 | 0 | 0 | 0 | 0 | 0 | 0 | 0 | 0 | 0 | 0 | 0 | 0 | 0 | 0 | 0 | 0 | 0 | 0 | 0 | 0 | 0 | 0 | 0 | 0 | 0 | 0 | 0 | 0 | 0 | 0 | 0 | 0 | 0 | 0 | 0 | 0 | 0 | 0 | 0 | 0 | 0 | 0 | 0 | 0 | 0 | 0 | 0 | 0 | 0 | 0 | 0 | 0 | 0 | 0 | 0 | 0 | 0 | 0 | 0 | 0 | 0 | 0 | 0 | 0 | 0 | 0 | 0 | 0 | 0 | 0 | 0 | 0 | 0 | 0 | 0 | 0 | 0 | 0 | 0 | 0 | 0 | 0 | 0 | 0 | 0 | 0 | 0 | 0 | 0 | 0 | 0 | 0 | 0 | 0 | 0 | 0 | 0 | 0 | 0 | 0 | 0 | 0 | 0 | 0 | 0 | 0 | 0 | 0 | 0 | 0 | 0 | 0 | 0 | 0 | 0 | 0 | 0 | 0 | 0 | 0 | 0 | 0 | 0 | 0 | 0 | 0 | 0 | 0 | 0 | 0 | 0 | 0 | 0 | 0 | 0 | 0 | 0 | 0 | 0 | 0 | 0 | 0 | 0 | 0 | 0 | 0 | 0 | 0 | 0 | 0 | 0 | 0 | 0 | 0 | 0 | 0 | 0 | 0 | 0 | 0 | 0 | 0 | 0 | 0 | 0 | 0 | 0 | 0 | 0 | 0 | 0 | 0 | 0 | 0 | 0 | 0 | 0 | 0 | 0 | 0
Fase 2 - Iluminação Rural | 0 | 0 | 0 | 0 | 0 | 0 | 0 | 0 | 0 | 0 | 0 | 0 | 0 | 0 | 0 | 0 | 0 | 0 | 0 | 0 | 0 | 0 | 0 | 0 | 0 | 0 | 0 | 0 | 0 | 0 | 0 | 0 | 0 | 0 | 0 | 0 | 0 | 0 | 0 | 0 | 0 | 0 | 0 | 0 | 0 | 0 | 0 | 0 | 0 | 0 | 0 | 0 | 0 | 0 | 0 | 0 | 0 | 0 | 0 | 0 | 0 | 0 | 0 | 0 | 0 | 0 | 0 | 0 | 0 | 0 | 0 | 0 | 0 | 0 | 0 | 0 | 0 | 0 | 0 | 0 | 0 | 0 | 0 | 0 | 0 | 0 | 0 | 0 | 0 | 0 | 0 | 0 | 0 | 0 | 0 | 0 | 0 | 0 | 0 | 0 | 0 | 0 | 0 | 0 | 0 | 0 | 0 | 0 | 0 | 0 | 0 | 0 | 0 | 0 | 0 | 0 | 0 | 0 | 0 | 0 | 0 | 0 | 0 | 0 | 0 | 0 | 0 | 0 | 0 | 0 | 0 | 0 | 0 | 0 | 0 | 0 | 0 | 0 | 0 | 0 | 0 | 0 | 0 | 0 | 0 | 0 | 0 | 0 | 0 | 0 | 0 | 0 | 0 | 0 | 0 | 0 | 0 | 0 | 0 | 0 | 0 | 0 | 0 | 0 | 0 | 0 | 0 | 0 | 0 | 0 | 0 | 0 | 0 | 0 | 0 | 0 | 0 | 0 | 0 | 0 | 0 | 0 | 0 | 0 | 0 | 0 | 0 | 0 | 0 | 0 | 0 | 0 | 0 | 0 | 0 | 0 | 0 | 0 | 0 | 0 | 0 | 0 | 0 | 0 | 0 | 0 | 0 | 0 | 0 | 0 | 0 | 0 | 0 | 0 | 0 | 0
Fase 3 - CE 1 - Iluminação Viária (V4/V5) Exclusivos | 0 | 0 | 0 | 0 | 0 | 0 | #REF! | #REF! | #REF! | #REF! | #REF! | #REF! | #REF! | #REF! | #REF! | #REF! | #REF! | #REF! | #REF! | #REF! | #REF! | #REF! | #REF! | #REF! | #REF! | #REF! | #REF! | #REF! | #REF! | #REF! | #REF! | #REF! | #REF! | #REF! | #REF! | #REF! | #REF! | #REF! | #REF! | #REF! | #REF! | #REF! | #REF! | #REF! | #REF! | #REF! | #REF! | #REF! | #REF! | #REF! | #REF! | #REF! | #REF! | #REF! | #REF! | #REF! | #REF! | #REF! | #REF! | #REF! | #REF! | #REF! | #REF! | #REF! | #REF! | #REF! | #REF! | #REF! | #REF! | #REF! | #REF! | #REF! | #REF! | #REF! | #REF! | #REF! | #REF! | #REF! | #REF! | #REF! | #REF! | #REF! | #REF! | #REF! | #REF! | #REF! | #REF! | #REF! | #REF! | #REF! | #REF! | #REF! | #REF! | #REF! | #REF! | #REF! | #REF! | #REF! | #REF! | #REF! | #REF! | #REF! | #REF! | #REF! | #REF! | #REF! | #REF! | #REF! | #REF! | #REF! | #REF! | #REF! | #REF! | #REF! | #REF! | #REF! | #REF! | #REF! | #REF! | #REF! | #REF! | #REF! | #REF! | #REF! | #REF! | #REF! | #REF! | #REF! | #REF! | #REF! | #REF! | #REF! | #REF! | #REF! | #REF! | #REF! | #REF! | #REF! | #REF! | #REF! | #REF! | #REF! | #REF! | #REF! | #REF! | #REF! | #REF! | #REF! | #REF! | #REF! | #REF! | #REF! | #REF! | #REF! | #REF! | #REF! | #REF! | #REF! | #REF! | #REF! | #REF! | #REF! | #REF! | #REF! | #REF! | #REF! | #REF! | #REF! | #REF! | #REF! | #REF! | #REF! | #REF! | #REF! | #REF! | #REF! | #REF! | #REF! | #REF! | #REF! | #REF! | #REF! | #REF! | #REF! | #REF! | #REF! | #REF! | #REF! | #REF! | #REF! | #REF! | #REF! | #REF! | #REF! | #REF! | #REF! | #REF! | #REF! | #REF! | #REF! | #REF! | #REF! | #REF! | #REF! | #REF! | #REF! | #REF! | #REF! | #REF! | #REF! | #REF! | #REF! | #REF! | #REF! | #REF! | #REF!
Fase 3 - CE 2 - Iluminação Viária (V1...V3) Exclusivos | 0 | 0 | 0 | 0 | 0 | 0 | 0 | 0 | 0 | 0 | 0 | 0 | 0 | 0 | 0 | 0 | 0 | 0 | 0 | 0 | 0 | 0 | 0 | 0 | 0 | 0 | 0 | 0 | 0 | 0 | 0 | 0 | 0 | 0 | 0 | 0 | 0 | 0 | 0 | 0 | 0 | 0 | 0 | 0 | 0 | 0 | 0 | 0 | 0 | 0 | 0 | 0 | 0 | 0 | 0 | 0 | 0 | 0 | 0 | 0 | 0 | 0 | 0 | 0 | 0 | 0 | 0 | 0 | 0 | 0 | 0 | 0 | 0 | 0 | 0 | 0 | 0 | 0 | 0 | 0 | 0 | 0 | 0 | 0 | 0 | 0 | 0 | 0 | 0 | 0 | 0 | 0 | 0 | 0 | 0 | 0 | 0 | 0 | 0 | 0 | 0 | 0 | 0 | 0 | 0 | 0 | 0 | 0 | 0 | 0 | 0 | 0 | 0 | 0 | 0 | 0 | 0 | 0 | 0 | 0 | 0 | 0 | 0 | 0 | 0 | 0 | 0 | 0 | 0 | 0 | 0 | 0 | 0 | 0 | 0 | 0 | 0 | 0 | 0 | 0 | 0 | 0 | 0 | 0 | 0 | 0 | 0 | 0 | 0 | 0 | 0 | 0 | 0 | 0 | 0 | 0 | 0 | 0 | 0 | 0 | 0 | 0 | 0 | 0 | 0 | 0 | 0 | 0 | 0 | 0 | 0 | 0 | 0 | 0 | 0 | 0 | 0 | 0 | 0 | 0 | 0 | 0 | 0 | 0 | 0 | 0 | 0 | 0 | 0 | 0 | 0 | 0 | 0 | 0 | 0 | 0 | 0 | 0 | 0 | 0 | 0 | 0 | 0 | 0 | 0 | 0 | 0 | 0 | 0 | 0 | 0 | 0 | 0 | 0 | 0 | 0
Fase 3 - CE 3 - Iluminação Viária (V4/V5) Compartilhados | 0 | 0 | 0 | 0 | 0 | 0 | #REF! | #REF! | #REF! | #REF! | #REF! | #REF! | #REF! | #REF! | #REF! | #REF! | #REF! | #REF! | #REF! | #REF! | #REF! | #REF! | #REF! | #REF! | #REF! | #REF! | #REF! | #REF! | #REF! | #REF! | #REF! | #REF! | #REF! | #REF! | #REF! | #REF! | #REF! | #REF! | #REF! | #REF! | #REF! | #REF! | #REF! | #REF! | #REF! | #REF! | #REF! | #REF! | #REF! | #REF! | #REF! | #REF! | #REF! | #REF! | #REF! | #REF! | #REF! | #REF! | #REF! | #REF! | #REF! | #REF! | #REF! | #REF! | #REF! | #REF! | #REF! | #REF! | #REF! | #REF! | #REF! | #REF! | #REF! | #REF! | #REF! | #REF! | #REF! | #REF! | #REF! | #REF! | #REF! | #REF! | #REF! | #REF! | #REF! | #REF! | #REF! | #REF! | #REF! | #REF! | #REF! | #REF! | #REF! | #REF! | #REF! | #REF! | #REF! | #REF! | #REF! | #REF! | #REF! | #REF! | #REF! | #REF! | #REF! | #REF! | #REF! | #REF! | #REF! | #REF! | #REF! | #REF! | #REF! | #REF! | #REF! | #REF! | #REF! | #REF! | #REF! | #REF! | #REF! | #REF! | #REF! | #REF! | #REF! | #REF! | #REF! | #REF! | #REF! | #REF! | #REF! | #REF! | #REF! | #REF! | #REF! | #REF! | #REF! | #REF! | #REF! | #REF! | #REF! | #REF! | #REF! | #REF! | #REF! | #REF! | #REF! | #REF! | #REF! | #REF! | #REF! | #REF! | #REF! | #REF! | #REF! | #REF! | #REF! | #REF! | #REF! | #REF! | #REF! | #REF! | #REF! | #REF! | #REF! | #REF! | #REF! | #REF! | #REF! | #REF! | #REF! | #REF! | #REF! | #REF! | #REF! | #REF! | #REF! | #REF! | #REF! | #REF! | #REF! | #REF! | #REF! | #REF! | #REF! | #REF! | #REF! | #REF! | #REF! | #REF! | #REF! | #REF! | #REF! | #REF! | #REF! | #REF! | #REF! | #REF! | #REF! | #REF! | #REF! | #REF! | #REF! | #REF! | #REF! | #REF! | #REF! | #REF! | #REF! | #REF! | #REF! | #REF! | #REF! | #REF! | #REF! | #REF!
Fase 3 - CE 4 - Iluminação Viária (V1...V3) Compartilhados | 0 | 0 | 0 | 0 | 0 | 0 | 0 | 0 | 0 | 0 | 0 | 0 | 0 | 0 | 0 | 0 | 0 | 0 | 0 | 0 | 0 | 0 | 0 | 0 | 0 | 0 | 0 | 0 | 0 | 0 | 0 | 0 | 0 | 0 | 0 | 0 | 0 | 0 | 0 | 0 | 0 | 0 | 0 | 0 | 0 | 0 | 0 | 0 | 0 | 0 | 0 | 0 | 0 | 0 | 0 | 0 | 0 | 0 | 0 | 0 | 0 | 0 | 0 | 0 | 0 | 0 | 0 | 0 | 0 | 0 | 0 | 0 | 0 | 0 | 0 | 0 | 0 | 0 | 0 | 0 | 0 | 0 | 0 | 0 | 0 | 0 | 0 | 0 | 0 | 0 | 0 | 0 | 0 | 0 | 0 | 0 | 0 | 0 | 0 | 0 | 0 | 0 | 0 | 0 | 0 | 0 | 0 | 0 | 0 | 0 | 0 | 0 | 0 | 0 | 0 | 0 | 0 | 0 | 0 | 0 | 0 | 0 | 0 | 0 | 0 | 0 | 0 | 0 | 0 | 0 | 0 | 0 | 0 | 0 | 0 | 0 | 0 | 0 | 0 | 0 | 0 | 0 | 0 | 0 | 0 | 0 | 0 | 0 | 0 | 0 | 0 | 0 | 0 | 0 | 0 | 0 | 0 | 0 | 0 | 0 | 0 | 0 | 0 | 0 | 0 | 0 | 0 | 0 | 0 | 0 | 0 | 0 | 0 | 0 | 0 | 0 | 0 | 0 | 0 | 0 | 0 | 0 | 0 | 0 | 0 | 0 | 0 | 0 | 0 | 0 | 0 | 0 | 0 | 0 | 0 | 0 | 0 | 0 | 0 | 0 | 0 | 0 | 0 | 0 | 0 | 0 | 0 | 0 | 0 | 0 | 0 | 0 | 0 | 0 | 0 | 0
Fase 3 - CE 5 - Iluminação FTP | 0 | 0 | 0 | 0 | 0 | 0 | 0 | 0 | 0 | 0 | 0 | 0 | 0 | 0 | 0 | 0 | 0 | 0 | 0 | 0 | 0 | 0 | 0 | 0 | 0 | 0 | 0 | 0 | 0 | 0 | 0 | 0 | 0 | 0 | 0 | 0 | 0 | 0 | 0 | 0 | 0 | 0 | 0 | 0 | 0 | 0 | 0 | 0 | 0 | 0 | 0 | 0 | 0 | 0 | 0 | 0 | 0 | 0 | 0 | 0 | 0 | 0 | 0 | 0 | 0 | 0 | 0 | 0 | 0 | 0 | 0 | 0 | 0 | 0 | 0 | 0 | 0 | 0 | 0 | 0 | 0 | 0 | 0 | 0 | 0 | 0 | 0 | 0 | 0 | 0 | 0 | 0 | 0 | 0 | 0 | 0 | 0 | 0 | 0 | 0 | 0 | 0 | 0 | 0 | 0 | 0 | 0 | 0 | 0 | 0 | 0 | 0 | 0 | 0 | 0 | 0 | 0 | 0 | 0 | 0 | 0 | 0 | 0 | 0 | 0 | 0 | 0 | 0 | 0 | 0 | 0 | 0 | 0 | 0 | 0 | 0 | 0 | 0 | 0 | 0 | 0 | 0 | 0 | 0 | 0 | 0 | 0 | 0 | 0 | 0 | 0 | 0 | 0 | 0 | 0 | 0 | 0 | 0 | 0 | 0 | 0 | 0 | 0 | 0 | 0 | 0 | 0 | 0 | 0 | 0 | 0 | 0 | 0 | 0 | 0 | 0 | 0 | 0 | 0 | 0 | 0 | 0 | 0 | 0 | 0 | 0 | 0 | 0 | 0 | 0 | 0 | 0 | 0 | 0 | 0 | 0 | 0 | 0 | 0 | 0 | 0 | 0 | 0 | 0 | 0 | 0 | 0 | 0 | 0 | 0 | 0 | 0 | 0 | 0 | 0 | 0
Fase 3 - CE 6 - Iluminação Ciclovia e Ciclofaixa | 0 | 0 | 0 | 0 | 0 | 0 | 0 | 0 | 0 | 0 | 0 | 0 | 0 | 0 | 0 | 0 | 0 | 0 | 0 | 0 | 0 | 0 | 0 | 0 | 0 | 0 | 0 | 0 | 0 | 0 | 0 | 0 | 0 | 0 | 0 | 0 | 0 | 0 | 0 | 0 | 0 | 0 | 0 | 0 | 0 | 0 | 0 | 0 | 0 | 0 | 0 | 0 | 0 | 0 | 0 | 0 | 0 | 0 | 0 | 0 | 0 | 0 | 0 | 0 | 0 | 0 | 0 | 0 | 0 | 0 | 0 | 0 | 0 | 0 | 0 | 0 | 0 | 0 | 0 | 0 | 0 | 0 | 0 | 0 | 0 | 0 | 0 | 0 | 0 | 0 | 0 | 0 | 0 | 0 | 0 | 0 | 0 | 0 | 0 | 0 | 0 | 0 | 0 | 0 | 0 | 0 | 0 | 0 | 0 | 0 | 0 | 0 | 0 | 0 | 0 | 0 | 0 | 0 | 0 | 0 | 0 | 0 | 0 | 0 | 0 | 0 | 0 | 0 | 0 | 0 | 0 | 0 | 0 | 0 | 0 | 0 | 0 | 0 | 0 | 0 | 0 | 0 | 0 | 0 | 0 | 0 | 0 | 0 | 0 | 0 | 0 | 0 | 0 | 0 | 0 | 0 | 0 | 0 | 0 | 0 | 0 | 0 | 0 | 0 | 0 | 0 | 0 | 0 | 0 | 0 | 0 | 0 | 0 | 0 | 0 | 0 | 0 | 0 | 0 | 0 | 0 | 0 | 0 | 0 | 0 | 0 | 0 | 0 | 0 | 0 | 0 | 0 | 0 | 0 | 0 | 0 | 0 | 0 | 0 | 0 | 0 | 0 | 0 | 0 | 0 | 0 | 0 | 0 | 0 | 0 | 0 | 0 | 0 | 0 | 0 | 0
Fase 3 - CE 7 - Iluminação EPL | 0 | 0 | 0 | 0 | 0 | 0 | 0 | 0 | 0 | 0 | 0 | 0 | 0 | 0 | 0 | 0 | 0 | 0 | 0 | 0 | 0 | 0 | 0 | 0 | 0 | 0 | 0 | 0 | 0 | 0 | 0 | 0 | 0 | 0 | 0 | 0 | 0 | 0 | 0 | 0 | 0 | 0 | 0 | 0 | 0 | 0 | 0 | 0 | 0 | 0 | 0 | 0 | 0 | 0 | 0 | 0 | 0 | 0 | 0 | 0 | 0 | 0 | 0 | 0 | 0 | 0 | 0 | 0 | 0 | 0 | 0 | 0 | 0 | 0 | 0 | 0 | 0 | 0 | 0 | 0 | 0 | 0 | 0 | 0 | 0 | 0 | 0 | 0 | 0 | 0 | 0 | 0 | 0 | 0 | 0 | 0 | 0 | 0 | 0 | 0 | 0 | 0 | 0 | 0 | 0 | 0 | 0 | 0 | 0 | 0 | 0 | 0 | 0 | 0 | 0 | 0 | 0 | 0 | 0 | 0 | 0 | 0 | 0 | 0 | 0 | 0 | 0 | 0 | 0 | 0 | 0 | 0 | 0 | 0 | 0 | 0 | 0 | 0 | 0 | 0 | 0 | 0 | 0 | 0 | 0 | 0 | 0 | 0 | 0 | 0 | 0 | 0 | 0 | 0 | 0 | 0 | 0 | 0 | 0 | 0 | 0 | 0 | 0 | 0 | 0 | 0 | 0 | 0 | 0 | 0 | 0 | 0 | 0 | 0 | 0 | 0 | 0 | 0 | 0 | 0 | 0 | 0 | 0 | 0 | 0 | 0 | 0 | 0 | 0 | 0 | 0 | 0 | 0 | 0 | 0 | 0 | 0 | 0 | 0 | 0 | 0 | 0 | 0 | 0 | 0 | 0 | 0 | 0 | 0 | 0 | 0 | 0 | 0 | 0 | 0 | 0
Fase 3 - CE 8 - Iluminação Rural | 0 | 0 | 0 | 0 | 0 | 0 | #REF! | #REF! | #REF! | #REF! | #REF! | #REF! | #REF! | #REF! | #REF! | #REF! | #REF! | #REF! | #REF! | #REF! | #REF! | #REF! | #REF! | #REF! | #REF! | #REF! | #REF! | #REF! | #REF! | #REF! | #REF! | #REF! | #REF! | #REF! | #REF! | #REF! | #REF! | #REF! | #REF! | #REF! | #REF! | #REF! | #REF! | #REF! | #REF! | #REF! | #REF! | #REF! | #REF! | #REF! | #REF! | #REF! | #REF! | #REF! | #REF! | #REF! | #REF! | #REF! | #REF! | #REF! | #REF! | #REF! | #REF! | #REF! | #REF! | #REF! | #REF! | #REF! | #REF! | #REF! | #REF! | #REF! | #REF! | #REF! | #REF! | #REF! | #REF! | #REF! | #REF! | #REF! | #REF! | #REF! | #REF! | #REF! | #REF! | #REF! | #REF! | #REF! | #REF! | #REF! | #REF! | #REF! | #REF! | #REF! | #REF! | #REF! | #REF! | #REF! | #REF! | #REF! | #REF! | #REF! | #REF! | #REF! | #REF! | #REF! | #REF! | #REF! | #REF! | #REF! | #REF! | #REF! | #REF! | #REF! | #REF! | #REF! | #REF! | #REF! | #REF! | #REF! | #REF! | #REF! | #REF! | #REF! | #REF! | #REF! | #REF! | #REF! | #REF! | #REF! | #REF! | #REF! | #REF! | #REF! | #REF! | #REF! | #REF! | #REF! | #REF! | #REF! | #REF! | #REF! | #REF! | #REF! | #REF! | #REF! | #REF! | #REF! | #REF! | #REF! | #REF! | #REF! | #REF! | #REF! | #REF! | #REF! | #REF! | #REF! | #REF! | #REF! | #REF! | #REF! | #REF! | #REF! | #REF! | #REF! | #REF! | #REF! | #REF! | #REF! | #REF! | #REF! | #REF! | #REF! | #REF! | #REF! | #REF! | #REF! | #REF! | #REF! | #REF! | #REF! | #REF! | #REF! | #REF! | #REF! | #REF! | #REF! | #REF! | #REF! | #REF! | #REF! | #REF! | #REF! | #REF! | #REF! | #REF! | #REF! | #REF! | #REF! | #REF! | #REF! | #REF! | #REF! | #REF! | #REF! | #REF! | #REF! | #REF! | #REF! | #REF! | #REF! | #REF! | #REF! | #REF! | #REF!
(12) EMPRÉSTIMO | 0 | 0 | 0 | 0 | 0 | 0 | 0 | 0 | 0 | 0 | 0 | 0 | 0 | 0 | 0 | 0 | 0 | 0 | 0 | 0 | 0 | 0 | 0 | 0 | 104.9907 | 104.9907 | 104.9907 | 104.9907 | 104.9907 | 104.9907 | 104.9907 | 104.9907 | 104.9907 | 104.9907 | 104.9907 | 104.9907 | 104.9907 | 104.9907 | 104.9907 | 104.9907 | 104.9907 | 104.9907 | 104.9907 | 104.9907 | 104.9907 | 104.9907 | 104.9907 | 104.9907 | 104.9907 | 104.9907 | 104.9907 | 104.9907 | 104.9907 | 104.9907 | 104.9907 | 104.9907 | 104.9907 | 104.9907 | 104.9907 | 104.9907 | 104.9907 | 104.9907 | 104.9907 | 104.9907 | 104.9907 | 104.9907 | 104.9907 | 104.9907 | 104.9907 | 104.9907 | 104.9907 | 104.9907 | 104.9907 | 104.9907 | 104.9907 | 104.9907 | 104.9907 | 104.9907 | 104.9907 | 104.9907 | 104.9907 | 104.9907 | 104.9907 | 104.9907 | 104.9907 | 104.9907 | 104.9907 | 104.9907 | 104.9907 | 104.9907 | 104.9907 | 104.9907 | 104.9907 | 104.9907 | 104.9907 | 104.9907 | 104.9907 | 104.9907 | 104.9907 | 104.9907 | 104.9907 | 104.9907 | 104.9907 | 104.9907 | 104.9907 | 104.9907 | 104.9907 | 104.9907 | 104.9907 | 104.9907 | 104.9907 | 104.9907 | 104.9907 | 104.9907 | 104.9907 | 104.9907 | 104.9907 | 104.9907 | 104.9907 | 104.9907 | 0 | 0 | 0 | 0 | 0 | 0 | 0 | 0 | 0 | 0 | 0 | 0 | 0 | 0 | 0 | 0 | 0 | 0 | 0 | 0 | 0 | 0 | 0 | 0 | 0 | 0 | 0 | 0 | 0 | 0 | 0 | 0 | 0 | 0 | 0 | 0 | 0 | 0 | 0 | 0 | 0 | 0 | 0 | 0 | 0 | 0 | 0 | 0 | 0 | 0 | 0 | 0 | 0 | 0 | 0 | 0 | 0 | 0 | 0 | 0 | 0 | 0 | 0 | 0 | 0 | 0 | 0 | 0 | 0 | 0 | 0 | 0 | 0 | 0 | 0 | 0 | 0 | 0 | 0 | 0 | 0 | 0 | 0 | 0 | 0 | 0 | 0 | 0 | 0 | 0 | 0 | 0 | 0 | 0 | 0 | 0
(12.1) Structuring Fee | #REF! | 0 | 0 | 0 | 0 | 0 | 0 | 0 | 0 | 0 | 0 | 0 | 0 | 0 | 0 | 0 | 0 | 0 | 0 | 0 | 0 | 0 | 0 | 0 | 0 | 0 | 0 | 0 | 0 | 0 | 0 | 0 | 0 | 0 | 0 | 0 | 0 | 0 | 0 | 0 | 0 | 0 | 0 | 0 | 0 | 0 | 0 | 0 | 0 | 0 | 0 | 0 | 0 | 0 | 0 | 0 | 0 | 0 | 0 | 0 | 0 | 0 | 0 | 0 | 0 | 0 | 0 | 0 | 0 | 0 | 0 | 0 | 0 | 0 | 0 | 0 | 0 | 0 | 0 | 0 | 0 | 0 | 0 | 0 | 0 | 0 | 0 | 0 | 0 | 0 | 0 | 0 | 0 | 0 | 0 | 0 | 0 | 0 | 0 | 0 | 0 | 0 | 0 | 0 | 0 | 0 | 0 | 0 | 0 | 0 | 0 | 0 | 0 | 0 | 0 | 0 | 0 | 0 | 0 | 0 | 0 | 0 | 0 | 0 | 0 | 0 | 0 | 0 | 0 | 0 | 0 | 0 | 0 | 0 | 0 | 0 | 0 | 0 | 0 | 0 | 0 | 0 | 0 | 0 | 0 | 0 | 0 | 0 | 0 | 0 | 0 | 0 | 0 | 0 | 0 | 0 | 0 | 0 | 0 | 0 | 0 | 0 | 0 | 0 | 0 | 0 | 0 | 0 | 0 | 0 | 0 | 0 | 0 | 0 | 0 | 0 | 0 | 0 | 0 | 0 | 0 | 0 | 0 | 0 | 0 | 0 | 0 | 0 | 0 | 0 | 0 | 0 | 0 | 0 | 0 | 0 | 0 | 0 | 0 | 0 | 0 | 0 | 0 | 0 | 0 | 0 | 0 | 0 | 0 | 0 | 0 | 0 | 0 | 0 | 0 | 0
(12.2) Commitment Fee | #REF! | #REF! | #REF! | #REF! | #REF! | #REF! | #REF! | #REF! | #REF! | #REF! | #REF! | #REF! | #REF! | #REF! | #REF! | #REF! | #REF! | #REF! | #REF! | #REF! | #REF! | #REF! | #REF! | #REF! | #REF! | #REF! | #REF! | #REF! | #REF! | #REF! | #REF! | #REF! | #REF! | #REF! | #REF! | #REF! | #REF! | #REF! | #REF! | #REF! | #REF! | #REF! | #REF! | #REF! | #REF! | #REF! | #REF! | #REF! | #REF! | #REF! | #REF! | #REF! | #REF! | #REF! | #REF! | #REF! | #REF! | #REF! | #REF! | #REF! | #REF! | #REF! | #REF! | #REF! | #REF! | #REF! | #REF! | #REF! | #REF! | #REF! | #REF! | #REF! | #REF! | #REF! | #REF! | #REF! | #REF! | #REF! | #REF! | #REF! | #REF! | #REF! | #REF! | #REF! | #REF! | #REF! | #REF! | #REF! | #REF! | #REF! | #REF! | #REF! | #REF! | #REF! | #REF! | #REF! | #REF! | #REF! | #REF! | #REF! | #REF! | #REF! | #REF! | #REF! | #REF! | #REF! | #REF! | #REF! | #REF! | #REF! | #REF! | #REF! | #REF! | #REF! | #REF! | #REF! | #REF! | #REF! | #REF! | #REF! | 0 | 0 | 0 | 0 | 0 | 0 | 0 | 0 | 0 | 0 | 0 | 0 | 0 | 0 | 0 | 0 | 0 | 0 | 0 | 0 | 0 | 0 | 0 | 0 | 0 | 0 | 0 | 0 | 0 | 0 | 0 | 0 | 0 | 0 | 0 | 0 | 0 | 0 | 0 | 0 | 0 | 0 | 0 | 0 | 0 | 0 | 0 | 0 | 0 | 0 | 0 | 0 | 0 | 0 | 0 | 0 | 0 | 0 | 0 | 0 | 0 | 0 | 0 | 0 | 0 | 0 | 0 | 0 | 0 | 0 | 0 | 0 | 0 | 0 | 0 | 0 | 0 | 0 | 0 | 0 | 0 | 0 | 0 | 0 | 0 | 0 | 0 | 0 | 0 | 0 | 0 | 0 | 0 | 0 | 0 | 0
(13) AMORTIZAÇÃO DA DÍVIDA | 0 | 0 | 0 | 0 | 0 | 0 | 0 | 0 | 0 | 0 | 0 | 0 | 0 | 0 | 0 | 0 | 0 | 0 | 0 | 0 | 0 | 0 | 0 | 0 | 0 | 0 | 0 | 0 | 0 | 0 | 0 | 0 | 0 | 0 | 0 | 0 | 0 | 0 | 0 | 0 | 0 | 0 | 0 | 0 | 0 | 0 | 0 | 0 | 0 | 0 | 0 | 0 | 0 | 0 | 0 | 0 | 0 | 0 | 0 | 0 | 0 | 0 | 0 | 0 | 0 | 0 | 0 | 0 | 0 | 0 | 0 | 0 | 0 | 0 | 0 | 0 | 0 | 0 | 0 | 0 | 0 | 0 | 0 | 0 | 0 | 0 | 0 | 0 | 0 | 0 | 0 | 0 | 0 | 0 | 0 | 0 | 0 | 0 | 0 | 0 | 0 | 0 | 0 | 0 | 0 | 0 | 0 | 0 | 0 | 0 | 0 | 0 | 0 | 0 | 0 | 0 | 0 | 0 | 0 | 0 | 0 | 0 | 0 | 0 | 0 | 0 | 0 | 0 | 0 | 0 | 0 | 0 | 0 | 0 | 0 | 0 | 0 | 0 | 0 | 0 | 0 | 0 | 0 | 0 | 0 | 0 | 0 | 0 | 0 | 0 | 0 | 0 | 0 | 0 | 0 | 0 | 0 | 0 | 0 | 0 | 0 | 0 | 0 | 0 | 0 | 0 | 0 | 0 | 0 | 0 | 0 | 0 | 0 | 0 | 0 | 0 | 0 | 0 | 0 | 0 | 0 | 0 | 0 | 0 | 0 | 0 | 0 | 0 | 0 | 0 | 0 | 0 | 0 | 0 | 0 | 0 | 0 | 0 | 0 | 0 | 0 | 0 | 0 | 0 | 0 | 0 | 0 | 0 | 0 | 0 | 0 | 0 | 0 | 0 | 0 | 0
(14) FLUXO DE CAIXA LIVRE (10 + 6 -11 + 12 -12.1 - 12.2 - 13) | #REF! | #REF! | #REF! | #REF! | #REF! | #REF! | #REF! | #REF! | #REF! | #REF! | #REF! | #REF! | #REF! | #REF! | #NAME? | #NAME? | #NAME? | #NAME? | #NAME? | #NAME? | #NAME? | #NAME? | #NAME? | #NAME? | #NAME? | #NAME? | #NAME? | #NAME? | #NAME? | #NAME? | #NAME? | #NAME? | #NAME? | #NAME? | #NAME? | #NAME? | #NAME? | #NAME? | #NAME? | #NAME? | #NAME? | #NAME? | #NAME? | #NAME? | #NAME? | #NAME? | #NAME? | #NAME? | #NAME? | #NAME? | #NAME? | #NAME? | #NAME? | #NAME? | #NAME? | #NAME? | #NAME? | #NAME? | #NAME? | #NAME? | #NAME? | #NAME? | #NAME? | #NAME? | #NAME? | #NAME? | #NAME? | #NAME? | #NAME? | #NAME? | #NAME? | #NAME? | #NAME? | #NAME? | #NAME? | #NAME? | #NAME? | #NAME? | #NAME? | #NAME? | #NAME? | #NAME? | #NAME? | #NAME? | #NAME? | #NAME? | #NAME? | #NAME? | #NAME? | #NAME? | #NAME? | #NAME? | #NAME? | #NAME? | #NAME? | #NAME? | #NAME? | #NAME? | #NAME? | #NAME? | #NAME? | #NAME? | #NAME? | #NAME? | #NAME? | #NAME? | #NAME? | #NAME? | #NAME? | #NAME? | #NAME? | #NAME? | #NAME? | #NAME? | #NAME? | #NAME? | #NAME? | #NAME? | #NAME? | #NAME? | #NAME? | #NAME? | #NAME? | #NAME? | #NAME? | #NAME? | #NAME? | #NAME? | #NAME? | #NAME? | #NAME? | #NAME? | #NAME? | #NAME? | #NAME? | #NAME? | #NAME? | #NAME? | #NAME? | #NAME? | #NAME? | #NAME? | #NAME? | #NAME? | #NAME? | #NAME? | #NAME? | #NAME? | #NAME? | #NAME? | #NAME? | #NAME? | #NAME? | #NAME? | #NAME? | #NAME? | #NAME? | #NAME? | #NAME? | #NAME? | #NAME? | #NAME? | #NAME? | #NAME? | #NAME? | #NAME? | #NAME? | #NAME? | #NAME? | #NAME? | #NAME? | #NAME? | #NAME? | #NAME? | #NAME? | #NAME? | #NAME? | #NAME? | #NAME? | #NAME? | #NAME? | #NAME? | #NAME? | #NAME? | #NAME? | #NAME? | #NAME? | #NAME? | #NAME? | #NAME? | #NAME? | #NAME? | #NAME? | #NAME? | #NAME? | #NAME? | #NAME? | #NAME? | #NAME? | #NAME? | #NAME? | #NAME? | #NAME? | #NAME? | #NAME? | #NAME? | #NAME? | #NAME? | #NAME? | #NAME? | #NAME? | #NAME? | #NAME? | #NAME? | #NAME? | #NAME?
(15) FLUXO DE CAIXA ACUMULADO | #REF! | #REF! | #REF! | #REF! | #REF! | #REF! | #REF! | #REF! | #REF! | #REF! | #REF! | #REF! | #REF! | #REF! | #REF! | #REF! | #REF! | #REF! | #REF! | #REF! | #REF! | #REF! | #REF! | #REF! | #REF! | #REF! | #REF! | #REF! | #REF! | #REF! | #REF! | #REF! | #REF! | #REF! | #REF! | #REF! | #REF! | #REF! | #REF! | #REF! | #REF! | #REF! | #REF! | #REF! | #REF! | #REF! | #REF! | #REF! | #REF! | #REF! | #REF! | #REF! | #REF! | #REF! | #REF! | #REF! | #REF! | #REF! | #REF! | #REF! | #REF! | #REF! | #REF! | #REF! | #REF! | #REF! | #REF! | #REF! | #REF! | #REF! | #REF! | #REF! | #REF! | #REF! | #REF! | #REF! | #REF! | #REF! | #REF! | #REF! | #REF! | #REF! | #REF! | #REF! | #REF! | #REF! | #REF! | #REF! | #REF! | #REF! | #REF! | #REF! | #REF! | #REF! | #REF! | #REF! | #REF! | #REF! | #REF! | #REF! | #REF! | #REF! | #REF! | #REF! | #REF! | #REF! | #REF! | #REF! | #REF! | #REF! | #REF! | #REF! | #REF! | #REF! | #REF! | #REF! | #REF! | #REF! | #REF! | #REF! | #REF! | #REF! | #REF! | #REF! | #REF! | #REF! | #REF! | #REF! | #REF! | #REF! | #REF! | #REF! | #REF! | #REF! | #REF! | #REF! | #REF! | #REF! | #REF! | #REF! | #REF! | #REF! | #REF! | #REF! | #REF! | #REF! | #REF! | #REF! | #REF! | #REF! | #REF! | #REF! | #REF! | #REF! | #REF! | #REF! | #REF! | #REF! | #REF! | #REF! | #REF! | #REF! | #REF! | #REF! | #REF! | #REF! | #REF! | #REF! | #REF! | #REF! | #REF! | #REF! | #REF! | #REF! | #REF! | #REF! | #REF! | #REF! | #REF! | #REF! | #REF! | #REF! | #REF! | #REF! | #REF! | #REF! | #REF! | #REF! | #REF! | #REF! | #REF! | #REF! | #REF! | #REF! | #REF! | #REF! | #REF! | #REF! | #REF! | #REF! | #REF! | #REF! | #REF! | #REF! | #REF! | #REF! | #REF! | #REF! | #REF! | #REF! | #REF! | #REF! | #REF! | #REF! | #REF! | #REF!
Auxiliar Payback | #REF! | #REF! | #REF! | #REF! | #REF! | #REF! | #REF! | #REF! | #REF! | #REF! | #REF! | #REF! | #REF! | #REF! | #REF! | #REF! | #REF! | #REF! | #REF! | #REF! | #REF! | #REF! | #REF! | #REF! | #REF! | #REF! | #REF! | #REF! | #REF! | #REF! | #REF! | #REF! | #REF! | #REF! | #REF! | #REF! | #REF! | #REF! | #REF! | #REF! | #REF! | #REF! | #REF! | #REF! | #REF! | #REF! | #REF! | #REF! | #REF! | #REF! | #REF! | #REF! | #REF! | #REF! | #REF! | #REF! | #REF! | #REF! | #REF! | #REF! | #REF! | #REF! | #REF! | #REF! | #REF! | #REF! | #REF! | #REF! | #REF! | #REF! | #REF! | #REF! | #REF! | #REF! | #REF! | #REF! | #REF! | #REF! | #REF! | #REF! | #REF! | #REF! | #REF! | #REF! | #REF! | #REF! | #REF! | #REF! | #REF! | #REF! | #REF! | #REF! | #REF! | #REF! | #REF! | #REF! | #REF! | #REF! | #REF! | #REF! | #REF! | #REF! | #REF! | #REF! | #REF! | #REF! | #REF! | #REF! | #REF! | #REF! | #REF! | #REF! | #REF! | #REF! | #REF! | #REF! | #REF! | #REF! | #REF! | #REF! | #REF! | #REF! | #REF! | #REF! | #REF! | #REF! | #REF! | #REF! | #REF! | #REF! | #REF! | #REF! | #REF! | #REF! | #REF! | #REF! | #REF! | #REF! | #REF! | #REF! | #REF! | #REF! | #REF! | #REF! | #REF! | #REF! | #REF! | #REF! | #REF! | #REF! | #REF! | #REF! | #REF! | #REF! | #REF! | #REF! | #REF! | #REF! | #REF! | #REF! | #REF! | #REF! | #REF! | #REF! | #REF! | #REF! | #REF! | #REF! | #REF! | #REF! | #REF! | #REF! | #REF! | #REF! | #REF! | #REF! | #REF! | #REF! | #REF! | #REF! | #REF! | #REF! | #REF! | #REF! | #REF! | #REF! | #REF! | #REF! | #REF! | #REF! | #REF! | #REF! | #REF! | #REF! | #REF! | #REF! | #REF! | #REF! | #REF! | #REF! | #REF! | #REF! | #REF! | #REF! | #REF! | #REF! | #REF! | #REF! | #REF! | #REF! | #REF! | #REF! | #REF! | #REF! | #REF! | #REF!
PAYBACK | #REF!
TIR | #VALUE!
VPL | #REF!
Note on A20: Felipe Andrade Lucci: Conforme apresentado no RL, não foram consideradas receitas de BCE.
Note on A31: Felipe Andrade Lucci: Conforme apresentado no RL, não foram consideradas receitas de negócios acessórios.
Note on A32: Felipe Andrade Lucci: Como simplificação do cálculo, considerada a venda de sucata convencional e de braço somente até o fim da modernização e de venda de LED somente a partir do fim da modernização.
Note on G44: Felipe Andrade Lucci: Para os pontos convencionais, foi considerado que os custos estão cobertos pelos materiais listados na modernização
Note on G45: Felipe Andrade Lucci: Para os pontos convencionais, foi considerado que os custos estão cobertos pelos materiais listados na modernização
Note on A47: Felipe Andrade Lucci: 13.2. A execução da PODA DE ÁRVORES pela CONCESSIONÁRIA será iniciada apenas a partir do início da FASE I.

## CMM 1 - AUX FINAN (hidden)
MÊS | DESEMBOLSO | JUROS INCORRIDOS | PARCELA | AMORTIZAÇÃO | SALDO DEVEDOR
1 | 0 | 0 | 0 | 0 | 0
2 | 0 | 0 | 0 | 0 | 0
3 | 0 | 0 | 0 | 0 | 0
4 | 0 | 0 | 0 | 0 | 0
5 | 0 | 0 | 0 | 0 | 0
6 | 0 | 0 | 0 | 0 | 0
7 | #REF! | 0 | 0 | 0 | #REF!
8 | #REF! | #REF! | #REF! | #REF! | #REF!
9 | #REF! | #REF! | #REF! | #REF! | #REF!
10 | #REF! | #REF! | #REF! | #REF! | #REF!
11 | #REF! | #REF! | #REF! | #REF! | #REF!
12 | #REF! | #REF! | #REF! | #REF! | #REF!
13 | #REF! | #REF! | #REF! | #REF! | #REF!
14 | #REF! | #REF! | #REF! | #REF! | #REF!
15 | #REF! | #REF! | #REF! | #REF! | #REF!
16 | #REF! | #REF! | #REF! | #REF! | #REF!
17 | #REF! | #REF! | #REF! | #REF! | #REF!
18 | #REF! | #REF! | #REF! | #REF! | #REF!
19 | #REF! | #REF! | #REF! | #REF! | #REF!
20 | #REF! | #REF! | #REF! | #REF! | #REF!
21 | #REF! | #REF! | #REF! | #REF! | #REF!
22 | #REF! | #REF! | #REF! | #REF! | #REF!
23 | #REF! | #REF! | #REF! | #REF! | #REF!
24 | #REF! | #REF! | #REF! | #REF! | #REF!
25 | 0 | #REF! | 104.9907 | #REF! | #REF!
26 | 0 | #REF! | 104.9907 | #REF! | #REF!
27 | 0 | #REF! | 104.9907 | #REF! | #REF!
28 | 0 | #REF! | 104.9907 | #REF! | #REF!
29 | 0 | #REF! | 104.9907 | #REF! | #REF!
30 | 0 | #REF! | 104.9907 | #REF! | #REF!
31 | 0 | #REF! | 104.9907 | #REF! | #REF!
32 | 0 | #REF! | 104.9907 | #REF! | #REF!
33 | 0 | #REF! | 104.9907 | #REF! | #REF!
34 | 0 | #REF! | 104.9907 | #REF! | #REF!
35 | 0 | #REF! | 104.9907 | #REF! | #REF!
36 | 0 | #REF! | 104.9907 | #REF! | #REF!
37 | 0 | #REF! | 104.9907 | #REF! | #REF!
38 | 0 | #REF! | 104.9907 | #REF! | #REF!
39 | 0 | #REF! | 104.9907 | #REF! | #REF!
40 | 0 | #REF! | 104.9907 | #REF! | #REF!
41 | 0 | #REF! | 104.9907 | #REF! | #REF!
42 | 0 | #REF! | 104.9907 | #REF! | #REF!
43 | 0 | #REF! | 104.9907 | #REF! | #REF!
44 | 0 | #REF! | 104.9907 | #REF! | #REF!
45 | 0 | #REF! | 104.9907 | #REF! | #REF!
46 | 0 | #REF! | 104.9907 | #REF! | #REF!
47 | 0 | #REF! | 104.9907 | #REF! | #REF!
48 | 0 | #REF! | 104.9907 | #REF! | #REF!
49 | 0 | #REF! | 104.9907 | #REF! | #REF!
50 | 0 | #REF! | 104.9907 | #REF! | #REF!
51 | 0 | #REF! | 104.9907 | #REF! | #REF!
52 | 0 | #REF! | 104.9907 | #REF! | #REF!
53 | 0 | #REF! | 104.9907 | #REF! | #REF!
54 | 0 | #REF! | 104.9907 | #REF! | #REF!
55 | 0 | #REF! | 104.9907 | #REF! | #REF!
56 | 0 | #REF! | 104.9907 | #REF! | #REF!
57 | 0 | #REF! | 104.9907 | #REF! | #REF!
58 | 0 | #REF! | 104.9907 | #REF! | #REF!
59 | 0 | #REF! | 104.9907 | #REF! | #REF!
60 | 0 | #REF! | 104.9907 | #REF! | #REF!
61 | 0 | #REF! | 104.9907 | #REF! | #REF!
62 | 0 | #REF! | 104.9907 | #REF! | #REF!
63 | 0 | #REF! | 104.9907 | #REF! | #REF!
64 | 0 | #REF! | 104.9907 | #REF! | #REF!
65 | 0 | #REF! | 104.9907 | #REF! | #REF!
66 | 0 | #REF! | 104.9907 | #REF! | #REF!
67 | 0 | #REF! | 104.9907 | #REF! | #REF!
68 | 0 | #REF! | 104.9907 | #REF! | #REF!
69 | 0 | #REF! | 104.9907 | #REF! | #REF!
70 | 0 | #REF! | 104.9907 | #REF! | #REF!
71 | 0 | #REF! | 104.9907 | #REF! | #REF!
72 | 0 | #REF! | 104.9907 | #REF! | #REF!
73 | 0 | #REF! | 104.9907 | #REF! | #REF!
74 | 0 | #REF! | 104.9907 | #REF! | #REF!
75 | 0 | #REF! | 104.9907 | #REF! | #REF!
76 | 0 | #REF! | 104.9907 | #REF! | #REF!
77 | 0 | #REF! | 104.9907 | #REF! | #REF!
78 | 0 | #REF! | 104.9907 | #REF! | #REF!
79 | 0 | #REF! | 104.9907 | #REF! | #REF!
80 | 0 | #REF! | 104.9907 | #REF! | #REF!
81 | 0 | #REF! | 104.9907 | #REF! | #REF!
82 | 0 | #REF! | 104.9907 | #REF! | #REF!
83 | 0 | #REF! | 104.9907 | #REF! | #REF!
84 | 0 | #REF! | 104.9907 | #REF! | #REF!
85 | 0 | #REF! | 104.9907 | #REF! | #REF!
86 | 0 | #REF! | 104.9907 | #REF! | #REF!
87 | 0 | #REF! | 104.9907 | #REF! | #REF!
88 | 0 | #REF! | 104.9907 | #REF! | #REF!
89 | 0 | #REF! | 104.9907 | #REF! | #REF!
90 | 0 | #REF! | 104.9907 | #REF! | #REF!
91 | 0 | #REF! | 104.9907 | #REF! | #REF!
92 | 0 | #REF! | 104.9907 | #REF! | #REF!
93 | 0 | #REF! | 104.9907 | #REF! | #REF!
94 | 0 | #REF! | 104.9907 | #REF! | #REF!
95 | 0 | #REF! | 104.9907 | #REF! | #REF!
96 | 0 | #REF! | 104.9907 | #REF! | #REF!
97 | 0 | #REF! | 104.9907 | #REF! | #REF!
98 | 0 | #REF! | 104.9907 | #REF! | #REF!
99 | 0 | #REF! | 104.9907 | #REF! | #REF!
100 | 0 | #REF! | 104.9907 | #REF! | #REF!
101 | 0 | #REF! | 104.9907 | #REF! | #REF!
102 | 0 | #REF! | 104.9907 | #REF! | #REF!
103 | 0 | #REF! | 104.9907 | #REF! | #REF!
104 | 0 | #REF! | 104.9907 | #REF! | #REF!
105 | 0 | #REF! | 104.9907 | #REF! | #REF!
106 | 0 | #REF! | 104.9907 | #REF! | #REF!
107 | 0 | #REF! | 104.9907 | #REF! | #REF!
108 | 0 | #REF! | 104.9907 | #REF! | #REF!
109 | 0 | #REF! | 104.9907 | #REF! | #REF!
110 | 0 | #REF! | 104.9907 | #REF! | #REF!
111 | 0 | #REF! | 104.9907 | #REF! | #REF!
112 | 0 | #REF! | 104.9907 | #REF! | #REF!
113 | 0 | #REF! | 104.9907 | #REF! | #REF!
114 | 0 | #REF! | 104.9907 | #REF! | #REF!
115 | 0 | #REF! | 104.9907 | #REF! | #REF!
116 | 0 | #REF! | 104.9907 | #REF! | #REF!
117 | 0 | #REF! | 104.9907 | #REF! | #REF!
118 | 0 | #REF! | 104.9907 | #REF! | #REF!
119 | 0 | #REF! | 104.9907 | #REF! | #REF!
120 | 0 | #REF! | 104.9907 | #REF! | 0
Projeto para Estruturação da PPP de Iluminação Pública de
FAZENDA RIO GRANDE/PR
FINANCIAMENTO

## CMM 1 - AUX DEPREC (hidden)
Ano |  | 1 | 1 | 1 | 1 | 1 | 1 | 1 | 1 | 1 | 1 | 1 | 1 | 2 | 2 | 2 | 2 | 2 | 2 | 2 | 2 | 2 | 2 | 2 | 2 | 3 | 3 | 3 | 3 | 3 | 3 | 3 | 3 | 3 | 3 | 3 | 3 | 4 | 4 | 4 | 4 | 4 | 4 | 4 | 4 | 4 | 4 | 4 | 4 | 5 | 5 | 5 | 5 | 5 | 5 | 5 | 5 | 5 | 5 | 5 | 5 | 6 | 6 | 6 | 6 | 6 | 6 | 6 | 6 | 6 | 6 | 6 | 6 | 7 | 7 | 7 | 7 | 7 | 7 | 7 | 7 | 7 | 7 | 7 | 7 | 8 | 8 | 8 | 8 | 8 | 8 | 8 | 8 | 8 | 8 | 8 | 8 | 9 | 9 | 9 | 9 | 9 | 9 | 9 | 9 | 9 | 9 | 9 | 9 | 10 | 10 | 10 | 10 | 10 | 10 | 10 | 10 | 10 | 10 | 10 | 10 | 11 | 11 | 11 | 11 | 11 | 11 | 11 | 11 | 11 | 11 | 11 | 11 | 12 | 12 | 12 | 12 | 12 | 12 | 12 | 12 | 12 | 12 | 12 | 12 | 13 | 13 | 13 | 13 | 13 | 13 | 13 | 13 | 13 | 13 | 13 | 13 | 14 | 14 | 14 | 14 | 14 | 14 | 14 | 14 | 14 | 14 | 14 | 14 | 15 | 15 | 15 | 15 | 15 | 15 | 15 | 15 | 15 | 15 | 15 | 15 | 16 | 16 | 16 | 16 | 16 | 16 | 16 | 16 | 16 | 16 | 16 | 16 | 17 | 17 | 17 | 17 | 17 | 17 | 17 | 17 | 17 | 17 | 17 | 17 | 18 | 18 | 18 | 18 | 18 | 18 | 18 | 18 | 18 | 18 | 18 | 18
Total | #REF! | 0 | 0 | 0 | 0 | 0 | 0 | #REF! | #REF! | #REF! | #REF! | #REF! | #REF! | #REF! | #REF! | #REF! | #REF! | #REF! | #REF! | #REF! | #REF! | #REF! | #REF! | #REF! | #REF! | #REF! | #REF! | #REF! | #REF! | #REF! | #REF! | #REF! | #REF! | #REF! | #REF! | #REF! | #REF! | #REF! | #REF! | #REF! | #REF! | #REF! | #REF! | #REF! | #REF! | #REF! | #REF! | #REF! | #REF! | #REF! | #REF! | #REF! | #REF! | #REF! | #REF! | #REF! | #REF! | #REF! | #REF! | #REF! | #REF! | #REF! | #REF! | #REF! | #REF! | #REF! | #REF! | #REF! | #REF! | #REF! | #REF! | #REF! | #REF! | #REF! | #REF! | #REF! | #REF! | #REF! | #REF! | #REF! | #REF! | #REF! | #REF! | #REF! | #REF! | #REF! | #REF! | #REF! | #REF! | #REF! | #REF! | #REF! | #REF! | #REF! | #REF! | #REF! | #REF! | #REF! | #REF! | #REF! | #REF! | #REF! | #REF! | #REF! | #REF! | #REF! | #REF! | #REF! | #REF! | #REF! | #REF! | #REF! | #REF! | #REF! | #REF! | #REF! | #REF! | #REF! | #REF! | #REF! | #REF! | #REF! | #REF! | #REF! | #REF! | #REF! | #REF! | #REF! | #REF! | #REF! | #REF! | #REF! | #REF! | #REF! | #REF! | #REF! | #REF! | #REF! | #REF! | #REF! | #REF! | #REF! | #REF! | #REF! | #REF! | #REF! | #REF! | #REF! | #REF! | #REF! | #REF! | #REF! | #REF! | #REF! | #REF! | #REF! | #REF! | #REF! | #REF! | #REF! | #REF! | #REF! | #REF! | #REF! | #REF! | #REF! | #REF! | #REF! | #REF! | #REF! | #REF! | #REF! | #REF! | #REF! | #REF! | #REF! | #REF! | #REF! | #REF! | #REF! | #REF! | #REF! | #REF! | #REF! | #REF! | #REF! | #REF! | #REF! | #REF! | #REF! | #REF! | #REF! | #REF! | #REF! | #REF! | #REF! | #REF! | #REF! | #REF! | #REF! | #REF! | #REF! | #REF! | #REF! | #REF! | #REF! | #REF! | #REF! | #REF! | #REF! | #REF! | #REF! | #REF! | #REF! | #REF! | #REF! | #REF!
Mês | Referência | 1 | 2 | 3 | 4 | 5 | 6 | 7 | 8 | 9 | 10 | 11 | 12 | 13 | 14 | 15 | 16 | 17 | 18 | 19 | 20 | 21 | 22 | 23 | 24 | 25 | 26 | 27 | 28 | 29 | 30 | 31 | 32 | 33 | 34 | 35 | 36 | 37 | 38 | 39 | 40 | 41 | 42 | 43 | 44 | 45 | 46 | 47 | 48 | 49 | 50 | 51 | 52 | 53 | 54 | 55 | 56 | 57 | 58 | 59 | 60 | 61 | 62 | 63 | 64 | 65 | 66 | 67 | 68 | 69 | 70 | 71 | 72 | 73 | 74 | 75 | 76 | 77 | 78 | 79 | 80 | 81 | 82 | 83 | 84 | 85 | 86 | 87 | 88 | 89 | 90 | 91 | 92 | 93 | 94 | 95 | 96 | 97 | 98 | 99 | 100 | 101 | 102 | 103 | 104 | 105 | 106 | 107 | 108 | 109 | 110 | 111 | 112 | 113 | 114 | 115 | 116 | 117 | 118 | 119 | 120 | 121 | 122 | 123 | 124 | 125 | 126 | 127 | 128 | 129 | 130 | 131 | 132 | 133 | 134 | 135 | 136 | 137 | 138 | 139 | 140 | 141 | 142 | 143 | 144 | 145 | 146 | 147 | 148 | 149 | 150 | 151 | 152 | 153 | 154 | 155 | 156 | 157 | 158 | 159 | 160 | 161 | 162 | 163 | 164 | 165 | 166 | 167 | 168 | 169 | 170 | 171 | 172 | 173 | 174 | 175 | 176 | 177 | 178 | 179 | 180 | 181 | 182 | 183 | 184 | 185 | 186 | 187 | 188 | 189 | 190 | 191 | 192 | 193 | 194 | 195 | 196 | 197 | 198 | 199 | 200 | 201 | 202 | 203 | 204 | 205 | 206 | 207 | 208 | 209 | 210 | 211 | 212 | 213 | 214 | 215 | 216
1 | 0 | 0 | 0 | 0 | 0 | 0 | 0 | 0 | 0 | 0 | 0 | 0 | 0 | 0 | 0 | 0 | 0 | 0 | 0 | 0 | 0 | 0 | 0 | 0 | 0 | 0 | 0 | 0 | 0 | 0 | 0 | 0 | 0 | 0 | 0 | 0 | 0 | 0 | 0 | 0 | 0 | 0 | 0 | 0 | 0 | 0 | 0 | 0 | 0 | 0 | 0 | 0 | 0 | 0 | 0 | 0 | 0 | 0 | 0 | 0 | 0 | 0 | 0 | 0 | 0 | 0 | 0 | 0 | 0 | 0 | 0 | 0 | 0 | 0 | 0 | 0 | 0 | 0 | 0 | 0 | 0 | 0 | 0 | 0 | 0 | 0 | 0 | 0 | 0 | 0 | 0 | 0 | 0 | 0 | 0 | 0 | 0 | 0 | 0 | 0 | 0 | 0 | 0 | 0 | 0 | 0 | 0 | 0 | 0 | 0 | 0 | 0 | 0 | 0 | 0 | 0 | 0 | 0 | 0 | 0 | 0 | 0 | 0 | 0 | 0 | 0 | 0 | 0 | 0 | 0 | 0 | 0 | 0 | 0 | 0 | 0 | 0 | 0 | 0 | 0 | 0 | 0 | 0 | 0 | 0 | 0 | 0 | 0 | 0 | 0 | 0 | 0 | 0 | 0 | 0 | 0 | 0 | 0 | 0 | 0 | 0 | 0 | 0 | 0 | 0 | 0 | 0 | 0 | 0 | 0 | 0 | 0 | 0 | 0 | 0 | 0 | 0 | 0 | 0 | 0 | 0 | 0 | 0 | 0 | 0 | 0 | 0 | 0 | 0 | 0 | 0 | 0 | 0 | 0 | 0 | 0 | 0 | 0 | 0 | 0 | 0 | 0 | 0 | 0 | 0 | 0 | 0 | 0 | 0 | 0 | 0 | 0 | 0 | 0 | 0 | 0 | 0
2 | 0 |  | 0 | 0 | 0 | 0 | 0 | 0 | 0 | 0 | 0 | 0 | 0 | 0 | 0 | 0 | 0 | 0 | 0 | 0 | 0 | 0 | 0 | 0 | 0 | 0 | 0 | 0 | 0 | 0 | 0 | 0 | 0 | 0 | 0 | 0 | 0 | 0 | 0 | 0 | 0 | 0 | 0 | 0 | 0 | 0 | 0 | 0 | 0 | 0 | 0 | 0 | 0 | 0 | 0 | 0 | 0 | 0 | 0 | 0 | 0 | 0 | 0 | 0 | 0 | 0 | 0 | 0 | 0 | 0 | 0 | 0 | 0 | 0 | 0 | 0 | 0 | 0 | 0 | 0 | 0 | 0 | 0 | 0 | 0 | 0 | 0 | 0 | 0 | 0 | 0 | 0 | 0 | 0 | 0 | 0 | 0 | 0 | 0 | 0 | 0 | 0 | 0 | 0 | 0 | 0 | 0 | 0 | 0 | 0 | 0 | 0 | 0 | 0 | 0 | 0 | 0 | 0 | 0 | 0 | 0 | 0 | 0 | 0 | 0 | 0 | 0 | 0 | 0 | 0 | 0 | 0 | 0 | 0 | 0 | 0 | 0 | 0 | 0 | 0 | 0 | 0 | 0 | 0 | 0 | 0 | 0 | 0 | 0 | 0 | 0 | 0 | 0 | 0 | 0 | 0 | 0 | 0 | 0 | 0 | 0 | 0 | 0 | 0 | 0 | 0 | 0 | 0 | 0 | 0 | 0 | 0 | 0 | 0 | 0 | 0 | 0 | 0 | 0 | 0 | 0 | 0 | 0 | 0 | 0 | 0 | 0 | 0 | 0 | 0 | 0 | 0 | 0 | 0 | 0 | 0 | 0 | 0 | 0 | 0 | 0 | 0 | 0 | 0 | 0 | 0 | 0 | 0 | 0 | 0 | 0 | 0 | 0 | 0 | 0 | 0 | 0
3 | 0 |  |  | 0 | 0 | 0 | 0 | 0 | 0 | 0 | 0 | 0 | 0 | 0 | 0 | 0 | 0 | 0 | 0 | 0 | 0 | 0 | 0 | 0 | 0 | 0 | 0 | 0 | 0 | 0 | 0 | 0 | 0 | 0 | 0 | 0 | 0 | 0 | 0 | 0 | 0 | 0 | 0 | 0 | 0 | 0 | 0 | 0 | 0 | 0 | 0 | 0 | 0 | 0 | 0 | 0 | 0 | 0 | 0 | 0 | 0 | 0 | 0 | 0 | 0 | 0 | 0 | 0 | 0 | 0 | 0 | 0 | 0 | 0 | 0 | 0 | 0 | 0 | 0 | 0 | 0 | 0 | 0 | 0 | 0 | 0 | 0 | 0 | 0 | 0 | 0 | 0 | 0 | 0 | 0 | 0 | 0 | 0 | 0 | 0 | 0 | 0 | 0 | 0 | 0 | 0 | 0 | 0 | 0 | 0 | 0 | 0 | 0 | 0 | 0 | 0 | 0 | 0 | 0 | 0 | 0 | 0 | 0 | 0 | 0 | 0 | 0 | 0 | 0 | 0 | 0 | 0 | 0 | 0 | 0 | 0 | 0 | 0 | 0 | 0 | 0 | 0 | 0 | 0 | 0 | 0 | 0 | 0 | 0 | 0 | 0 | 0 | 0 | 0 | 0 | 0 | 0 | 0 | 0 | 0 | 0 | 0 | 0 | 0 | 0 | 0 | 0 | 0 | 0 | 0 | 0 | 0 | 0 | 0 | 0 | 0 | 0 | 0 | 0 | 0 | 0 | 0 | 0 | 0 | 0 | 0 | 0 | 0 | 0 | 0 | 0 | 0 | 0 | 0 | 0 | 0 | 0 | 0 | 0 | 0 | 0 | 0 | 0 | 0 | 0 | 0 | 0 | 0 | 0 | 0 | 0 | 0 | 0 | 0 | 0 | 0 | 0
4 | 0 |  |  |  | 0 | 0 | 0 | 0 | 0 | 0 | 0 | 0 | 0 | 0 | 0 | 0 | 0 | 0 | 0 | 0 | 0 | 0 | 0 | 0 | 0 | 0 | 0 | 0 | 0 | 0 | 0 | 0 | 0 | 0 | 0 | 0 | 0 | 0 | 0 | 0 | 0 | 0 | 0 | 0 | 0 | 0 | 0 | 0 | 0 | 0 | 0 | 0 | 0 | 0 | 0 | 0 | 0 | 0 | 0 | 0 | 0 | 0 | 0 | 0 | 0 | 0 | 0 | 0 | 0 | 0 | 0 | 0 | 0 | 0 | 0 | 0 | 0 | 0 | 0 | 0 | 0 | 0 | 0 | 0 | 0 | 0 | 0 | 0 | 0 | 0 | 0 | 0 | 0 | 0 | 0 | 0 | 0 | 0 | 0 | 0 | 0 | 0 | 0 | 0 | 0 | 0 | 0 | 0 | 0 | 0 | 0 | 0 | 0 | 0 | 0 | 0 | 0 | 0 | 0 | 0 | 0 | 0 | 0 | 0 | 0 | 0 | 0 | 0 | 0 | 0 | 0 | 0 | 0 | 0 | 0 | 0 | 0 | 0 | 0 | 0 | 0 | 0 | 0 | 0 | 0 | 0 | 0 | 0 | 0 | 0 | 0 | 0 | 0 | 0 | 0 | 0 | 0 | 0 | 0 | 0 | 0 | 0 | 0 | 0 | 0 | 0 | 0 | 0 | 0 | 0 | 0 | 0 | 0 | 0 | 0 | 0 | 0 | 0 | 0 | 0 | 0 | 0 | 0 | 0 | 0 | 0 | 0 | 0 | 0 | 0 | 0 | 0 | 0 | 0 | 0 | 0 | 0 | 0 | 0 | 0 | 0 | 0 | 0 | 0 | 0 | 0 | 0 | 0 | 0 | 0 | 0 | 0 | 0 | 0 | 0 | 0 | 0
5 | 0 |  |  |  |  | 0 | 0 | 0 | 0 | 0 | 0 | 0 | 0 | 0 | 0 | 0 | 0 | 0 | 0 | 0 | 0 | 0 | 0 | 0 | 0 | 0 | 0 | 0 | 0 | 0 | 0 | 0 | 0 | 0 | 0 | 0 | 0 | 0 | 0 | 0 | 0 | 0 | 0 | 0 | 0 | 0 | 0 | 0 | 0 | 0 | 0 | 0 | 0 | 0 | 0 | 0 | 0 | 0 | 0 | 0 | 0 | 0 | 0 | 0 | 0 | 0 | 0 | 0 | 0 | 0 | 0 | 0 | 0 | 0 | 0 | 0 | 0 | 0 | 0 | 0 | 0 | 0 | 0 | 0 | 0 | 0 | 0 | 0 | 0 | 0 | 0 | 0 | 0 | 0 | 0 | 0 | 0 | 0 | 0 | 0 | 0 | 0 | 0 | 0 | 0 | 0 | 0 | 0 | 0 | 0 | 0 | 0 | 0 | 0 | 0 | 0 | 0 | 0 | 0 | 0 | 0 | 0 | 0 | 0 | 0 | 0 | 0 | 0 | 0 | 0 | 0 | 0 | 0 | 0 | 0 | 0 | 0 | 0 | 0 | 0 | 0 | 0 | 0 | 0 | 0 | 0 | 0 | 0 | 0 | 0 | 0 | 0 | 0 | 0 | 0 | 0 | 0 | 0 | 0 | 0 | 0 | 0 | 0 | 0 | 0 | 0 | 0 | 0 | 0 | 0 | 0 | 0 | 0 | 0 | 0 | 0 | 0 | 0 | 0 | 0 | 0 | 0 | 0 | 0 | 0 | 0 | 0 | 0 | 0 | 0 | 0 | 0 | 0 | 0 | 0 | 0 | 0 | 0 | 0 | 0 | 0 | 0 | 0 | 0 | 0 | 0 | 0 | 0 | 0 | 0 | 0 | 0 | 0 | 0 | 0 | 0 | 0
6 | 0 | [5 empty] | 0 | 0 | 0 | 0 | 0 | 0 | 0 | 0 | 0 | 0 | 0 | 0 | 0 | 0 | 0 | 0 | 0 | 0 | 0 | 0 | 0 | 0 | 0 | 0 | 0 | 0 | 0 | 0 | 0 | 0 | 0 | 0 | 0 | 0 | 0 | 0 | 0 | 0 | 0 | 0 | 0 | 0 | 0 | 0 | 0 | 0 | 0 | 0 | 0 | 0 | 0 | 0 | 0 | 0 | 0 | 0 | 0 | 0 | 0 | 0 | 0 | 0 | 0 | 0 | 0 | 0 | 0 | 0 | 0 | 0 | 0 | 0 | 0 | 0 | 0 | 0 | 0 | 0 | 0 | 0 | 0 | 0 | 0 | 0 | 0 | 0 | 0 | 0 | 0 | 0 | 0 | 0 | 0 | 0 | 0 | 0 | 0 | 0 | 0 | 0 | 0 | 0 | 0 | 0 | 0 | 0 | 0 | 0 | 0 | 0 | 0 | 0 | 0 | 0 | 0 | 0 | 0 | 0 | 0 | 0 | 0 | 0 | 0 | 0 | 0 | 0 | 0 | 0 | 0 | 0 | 0 | 0 | 0 | 0 | 0 | 0 | 0 | 0 | 0 | 0 | 0 | 0 | 0 | 0 | 0 | 0 | 0 | 0 | 0 | 0 | 0 | 0 | 0 | 0 | 0 | 0 | 0 | 0 | 0 | 0 | 0 | 0 | 0 | 0 | 0 | 0 | 0 | 0 | 0 | 0 | 0 | 0 | 0 | 0 | 0 | 0 | 0 | 0 | 0 | 0 | 0 | 0 | 0 | 0 | 0 | 0 | 0 | 0 | 0 | 0 | 0 | 0 | 0 | 0 | 0 | 0 | 0 | 0 | 0 | 0 | 0 | 0 | 0 | 0 | 0 | 0 | 0 | 0 | 0 | 0 | 0
7 | #REF! | [6 empty] | #REF! | #REF! | #REF! | #REF! | #REF! | #REF! | #REF! | #REF! | #REF! | #REF! | #REF! | #REF! | #REF! | #REF! | #REF! | #REF! | #REF! | #REF! | #REF! | #REF! | #REF! | #REF! | #REF! | #REF! | #REF! | #REF! | #REF! | #REF! | #REF! | #REF! | #REF! | #REF! | #REF! | #REF! | #REF! | #REF! | #REF! | #REF! | #REF! | #REF! | #REF! | #REF! | #REF! | #REF! | #REF! | #REF! | #REF! | #REF! | #REF! | #REF! | #REF! | #REF! | #REF! | #REF! | #REF! | #REF! | #REF! | #REF! | #REF! | #REF! | #REF! | #REF! | #REF! | #REF! | #REF! | #REF! | #REF! | #REF! | #REF! | #REF! | #REF! | #REF! | #REF! | #REF! | #REF! | #REF! | #REF! | #REF! | #REF! | #REF! | #REF! | #REF! | #REF! | #REF! | #REF! | #REF! | #REF! | #REF! | #REF! | #REF! | #REF! | #REF! | #REF! | #REF! | #REF! | #REF! | #REF! | #REF! | #REF! | #REF! | #REF! | #REF! | #REF! | #REF! | #REF! | #REF! | #REF! | #REF! | #REF! | #REF! | #REF! | #REF! | #REF! | #REF! | #REF! | #REF! | #REF! | #REF! | #REF! | #REF! | #REF! | #REF! | #REF! | #REF! | #REF! | #REF! | #REF! | #REF! | #REF! | #REF! | #REF! | #REF! | #REF! | #REF! | #REF! | #REF! | #REF! | #REF! | #REF! | #REF! | #REF! | #REF! | #REF! | #REF! | #REF! | #REF! | #REF! | #REF! | #REF! | #REF! | #REF! | #REF! | #REF! | #REF! | #REF! | #REF! | #REF! | #REF! | #REF! | #REF! | #REF! | #REF! | #REF! | #REF! | #REF! | #REF! | #REF! | #REF! | #REF! | #REF! | #REF! | #REF! | #REF! | #REF! | #REF! | #REF! | #REF! | #REF! | #REF! | #REF! | #REF! | #REF! | #REF! | #REF! | #REF! | #REF! | #REF! | #REF! | #REF! | #REF! | #REF! | #REF! | #REF! | #REF! | #REF! | #REF! | #REF! | #REF! | #REF! | #REF! | #REF! | #REF! | #REF! | #REF! | #REF! | #REF! | #REF! | #REF! | #REF! | #REF!
8 | #REF! | [7 empty] | #REF! | #REF! | #REF! | #REF! | #REF! | #REF! | #REF! | #REF! | #REF! | #REF! | #REF! | #REF! | #REF! | #REF! | #REF! | #REF! | #REF! | #REF! | #REF! | #REF! | #REF! | #REF! | #REF! | #REF! | #REF! | #REF! | #REF! | #REF! | #REF! | #REF! | #REF! | #REF! | #REF! | #REF! | #REF! | #REF! | #REF! | #REF! | #REF! | #REF! | #REF! | #REF! | #REF! | #REF! | #REF! | #REF! | #REF! | #REF! | #REF! | #REF! | #REF! | #REF! | #REF! | #REF! | #REF! | #REF! | #REF! | #REF! | #REF! | #REF! | #REF! | #REF! | #REF! | #REF! | #REF! | #REF! | #REF! | #REF! | #REF! | #REF! | #REF! | #REF! | #REF! | #REF! | #REF! | #REF! | #REF! | #REF! | #REF! | #REF! | #REF! | #REF! | #REF! | #REF! | #REF! | #REF! | #REF! | #REF! | #REF! | #REF! | #REF! | #REF! | #REF! | #REF! | #REF! | #REF! | #REF! | #REF! | #REF! | #REF! | #REF! | #REF! | #REF! | #REF! | #REF! | #REF! | #REF! | #REF! | #REF! | #REF! | #REF! | #REF! | #REF! | #REF! | #REF! | #REF! | #REF! | #REF! | #REF! | #REF! | #REF! | #REF! | #REF! | #REF! | #REF! | #REF! | #REF! | #REF! | #REF! | #REF! | #REF! | #REF! | #REF! | #REF! | #REF! | #REF! | #REF! | #REF! | #REF! | #REF! | #REF! | #REF! | #REF! | #REF! | #REF! | #REF! | #REF! | #REF! | #REF! | #REF! | #REF! | #REF! | #REF! | #REF! | #REF! | #REF! | #REF! | #REF! | #REF! | #REF! | #REF! | #REF! | #REF! | #REF! | #REF! | #REF! | #REF! | #REF! | #REF! | #REF! | #REF! | #REF! | #REF! | #REF! | #REF! | #REF! | #REF! | #REF! | #REF! | #REF! | #REF! | #REF! | #REF! | #REF! | #REF! | #REF! | #REF! | #REF! | #REF! | #REF! | #REF! | #REF! | #REF! | #REF! | #REF! | #REF! | #REF! | #REF! | #REF! | #REF! | #REF! | #REF! | #REF! | #REF! | #REF! | #REF! | #REF! | #REF! | #REF!
9 | #REF! | [8 empty] | #REF! | #REF! | #REF! | #REF! | #REF! | #REF! | #REF! | #REF! | #REF! | #REF! | #REF! | #REF! | #REF! | #REF! | #REF! | #REF! | #REF! | #REF! | #REF! | #REF! | #REF! | #REF! | #REF! | #REF! | #REF! | #REF! | #REF! | #REF! | #REF! | #REF! | #REF! | #REF! | #REF! | #REF! | #REF! | #REF! | #REF! | #REF! | #REF! | #REF! | #REF! | #REF! | #REF! | #REF! | #REF! | #REF! | #REF! | #REF! | #REF! | #REF! | #REF! | #REF! | #REF! | #REF! | #REF! | #REF! | #REF! | #REF! | #REF! | #REF! | #REF! | #REF! | #REF! | #REF! | #REF! | #REF! | #REF! | #REF! | #REF! | #REF! | #REF! | #REF! | #REF! | #REF! | #REF! | #REF! | #REF! | #REF! | #REF! | #REF! | #REF! | #REF! | #REF! | #REF! | #REF! | #REF! | #REF! | #REF! | #REF! | #REF! | #REF! | #REF! | #REF! | #REF! | #REF! | #REF! | #REF! | #REF! | #REF! | #REF! | #REF! | #REF! | #REF! | #REF! | #REF! | #REF! | #REF! | #REF! | #REF! | #REF! | #REF! | #REF! | #REF! | #REF! | #REF! | #REF! | #REF! | #REF! | #REF! | #REF! | #REF! | #REF! | #REF! | #REF! | #REF! | #REF! | #REF! | #REF! | #REF! | #REF! | #REF! | #REF! | #REF! | #REF! | #REF! | #REF! | #REF! | #REF! | #REF! | #REF! | #REF! | #REF! | #REF! | #REF! | #REF! | #REF! | #REF! | #REF! | #REF! | #REF! | #REF! | #REF! | #REF! | #REF! | #REF! | #REF! | #REF! | #REF! | #REF! | #REF! | #REF! | #REF! | #REF! | #REF! | #REF! | #REF! | #REF! | #REF! | #REF! | #REF! | #REF! | #REF! | #REF! | #REF! | #REF! | #REF! | #REF! | #REF! | #REF! | #REF! | #REF! | #REF! | #REF! | #REF! | #REF! | #REF! | #REF! | #REF! | #REF! | #REF! | #REF! | #REF! | #REF! | #REF! | #REF! | #REF! | #REF! | #REF! | #REF! | #REF! | #REF! | #REF! | #REF! | #REF! | #REF! | #REF! | #REF! | #REF!
10 | #REF! | [9 empty] | #REF! | #REF! | #REF! | #REF! | #REF! | #REF! | #REF! | #REF! | #REF! | #REF! | #REF! | #REF! | #REF! | #REF! | #REF! | #REF! | #REF! | #REF! | #REF! | #REF! | #REF! | #REF! | #REF! | #REF! | #REF! | #REF! | #REF! | #REF! | #REF! | #REF! | #REF! | #REF! | #REF! | #REF! | #REF! | #REF! | #REF! | #REF! | #REF! | #REF! | #REF! | #REF! | #REF! | #REF! | #REF! | #REF! | #REF! | #REF! | #REF! | #REF! | #REF! | #REF! | #REF! | #REF! | #REF! | #REF! | #REF! | #REF! | #REF! | #REF! | #REF! | #REF! | #REF! | #REF! | #REF! | #REF! | #REF! | #REF! | #REF! | #REF! | #REF! | #REF! | #REF! | #REF! | #REF! | #REF! | #REF! | #REF! | #REF! | #REF! | #REF! | #REF! | #REF! | #REF! | #REF! | #REF! | #REF! | #REF! | #REF! | #REF! | #REF! | #REF! | #REF! | #REF! | #REF! | #REF! | #REF! | #REF! | #REF! | #REF! | #REF! | #REF! | #REF! | #REF! | #REF! | #REF! | #REF! | #REF! | #REF! | #REF! | #REF! | #REF! | #REF! | #REF! | #REF! | #REF! | #REF! | #REF! | #REF! | #REF! | #REF! | #REF! | #REF! | #REF! | #REF! | #REF! | #REF! | #REF! | #REF! | #REF! | #REF! | #REF! | #REF! | #REF! | #REF! | #REF! | #REF! | #REF! | #REF! | #REF! | #REF! | #REF! | #REF! | #REF! | #REF! | #REF! | #REF! | #REF! | #REF! | #REF! | #REF! | #REF! | #REF! | #REF! | #REF! | #REF! | #REF! | #REF! | #REF! | #REF! | #REF! | #REF! | #REF! | #REF! | #REF! | #REF! | #REF! | #REF! | #REF! | #REF! | #REF! | #REF! | #REF! | #REF! | #REF! | #REF! | #REF! | #REF! | #REF! | #REF! | #REF! | #REF! | #REF! | #REF! | #REF! | #REF! | #REF! | #REF! | #REF! | #REF! | #REF! | #REF! | #REF! | #REF! | #REF! | #REF! | #REF! | #REF! | #REF! | #REF! | #REF! | #REF! | #REF! | #REF! | #REF! | #REF! | #REF!
11 | #REF! | [10 empty] | #REF! | #REF! | #REF! | #REF! | #REF! | #REF! | #REF! | #REF! | #REF! | #REF! | #REF! | #REF! | #REF! | #REF! | #REF! | #REF! | #REF! | #REF! | #REF! | #REF! | #REF! | #REF! | #REF! | #REF! | #REF! | #REF! | #REF! | #REF! | #REF! | #REF! | #REF! | #REF! | #REF! | #REF! | #REF! | #REF! | #REF! | #REF! | #REF! | #REF! | #REF! | #REF! | #REF! | #REF! | #REF! | #REF! | #REF! | #REF! | #REF! | #REF! | #REF! | #REF! | #REF! | #REF! | #REF! | #REF! | #REF! | #REF! | #REF! | #REF! | #REF! | #REF! | #REF! | #REF! | #REF! | #REF! | #REF! | #REF! | #REF! | #REF! | #REF! | #REF! | #REF! | #REF! | #REF! | #REF! | #REF! | #REF! | #REF! | #REF! | #REF! | #REF! | #REF! | #REF! | #REF! | #REF! | #REF! | #REF! | #REF! | #REF! | #REF! | #REF! | #REF! | #REF! | #REF! | #REF! | #REF! | #REF! | #REF! | #REF! | #REF! | #REF! | #REF! | #REF! | #REF! | #REF! | #REF! | #REF! | #REF! | #REF! | #REF! | #REF! | #REF! | #REF! | #REF! | #REF! | #REF! | #REF! | #REF! | #REF! | #REF! | #REF! | #REF! | #REF! | #REF! | #REF! | #REF! | #REF! | #REF! | #REF! | #REF! | #REF! | #REF! | #REF! | #REF! | #REF! | #REF! | #REF! | #REF! | #REF! | #REF! | #REF! | #REF! | #REF! | #REF! | #REF! | #REF! | #REF! | #REF! | #REF! | #REF! | #REF! | #REF! | #REF! | #REF! | #REF! | #REF! | #REF! | #REF! | #REF! | #REF! | #REF! | #REF! | #REF! | #REF! | #REF! | #REF! | #REF! | #REF! | #REF! | #REF! | #REF! | #REF! | #REF! | #REF! | #REF! | #REF! | #REF! | #REF! | #REF! | #REF! | #REF! | #REF! | #REF! | #REF! | #REF! | #REF! | #REF! | #REF! | #REF! | #REF! | #REF! | #REF! | #REF! | #REF! | #REF! | #REF! | #REF! | #REF! | #REF! | #REF! | #REF! | #REF! | #REF! | #REF! | #REF!
12 | #REF! | [11 empty] | #REF! | #REF! | #REF! | #REF! | #REF! | #REF! | #REF! | #REF! | #REF! | #REF! | #REF! | #REF! | #REF! | #REF! | #REF! | #REF! | #REF! | #REF! | #REF! | #REF! | #REF! | #REF! | #REF! | #REF! | #REF! | #REF! | #REF! | #REF! | #REF! | #REF! | #REF! | #REF! | #REF! | #REF! | #REF! | #REF! | #REF! | #REF! | #REF! | #REF! | #REF! | #REF! | #REF! | #REF! | #REF! | #REF! | #REF! | #REF! | #REF! | #REF! | #REF! | #REF! | #REF! | #REF! | #REF! | #REF! | #REF! | #REF! | #REF! | #REF! | #REF! | #REF! | #REF! | #REF! | #REF! | #REF! | #REF! | #REF! | #REF! | #REF! | #REF! | #REF! | #REF! | #REF! | #REF! | #REF! | #REF! | #REF! | #REF! | #REF! | #REF! | #REF! | #REF! | #REF! | #REF! | #REF! | #REF! | #REF! | #REF! | #REF! | #REF! | #REF! | #REF! | #REF! | #REF! | #REF! | #REF! | #REF! | #REF! | #REF! | #REF! | #REF! | #REF! | #REF! | #REF! | #REF! | #REF! | #REF! | #REF! | #REF! | #REF! | #REF! | #REF! | #REF! | #REF! | #REF! | #REF! | #REF! | #REF! | #REF! | #REF! | #REF! | #REF! | #REF! | #REF! | #REF! | #REF! | #REF! | #REF! | #REF! | #REF! | #REF! | #REF! | #REF! | #REF! | #REF! | #REF! | #REF! | #REF! | #REF! | #REF! | #REF! | #REF! | #REF! | #REF! | #REF! | #REF! | #REF! | #REF! | #REF! | #REF! | #REF! | #REF! | #REF! | #REF! | #REF! | #REF! | #REF! | #REF! | #REF! | #REF! | #REF! | #REF! | #REF! | #REF! | #REF! | #REF! | #REF! | #REF! | #REF! | #REF! | #REF! | #REF! | #REF! | #REF! | #REF! | #REF! | #REF! | #REF! | #REF! | #REF! | #REF! | #REF! | #REF! | #REF! | #REF! | #REF! | #REF! | #REF! | #REF! | #REF! | #REF! | #REF! | #REF! | #REF! | #REF! | #REF! | #REF! | #REF! | #REF! | #REF! | #REF! | #REF! | #REF! | #REF!
13 | #REF! | [12 empty] | #REF! | #REF! | #REF! | #REF! | #REF! | #REF! | #REF! | #REF! | #REF! | #REF! | #REF! | #REF! | #REF! | #REF! | #REF! | #REF! | #REF! | #REF! | #REF! | #REF! | #REF! | #REF! | #REF! | #REF! | #REF! | #REF! | #REF! | #REF! | #REF! | #REF! | #REF! | #REF! | #REF! | #REF! | #REF! | #REF! | #REF! | #REF! | #REF! | #REF! | #REF! | #REF! | #REF! | #REF! | #REF! | #REF! | #REF! | #REF! | #REF! | #REF! | #REF! | #REF! | #REF! | #REF! | #REF! | #REF! | #REF! | #REF! | #REF! | #REF! | #REF! | #REF! | #REF! | #REF! | #REF! | #REF! | #REF! | #REF! | #REF! | #REF! | #REF! | #REF! | #REF! | #REF! | #REF! | #REF! | #REF! | #REF! | #REF! | #REF! | #REF! | #REF! | #REF! | #REF! | #REF! | #REF! | #REF! | #REF! | #REF! | #REF! | #REF! | #REF! | #REF! | #REF! | #REF! | #REF! | #REF! | #REF! | #REF! | #REF! | #REF! | #REF! | #REF! | #REF! | #REF! | #REF! | #REF! | #REF! | #REF! | #REF! | #REF! | #REF! | #REF! | #REF! | #REF! | #REF! | #REF! | #REF! | #REF! | #REF! | #REF! | #REF! | #REF! | #REF! | #REF! | #REF! | #REF! | #REF! | #REF! | #REF! | #REF! | #REF! | #REF! | #REF! | #REF! | #REF! | #REF! | #REF! | #REF! | #REF! | #REF! | #REF! | #REF! | #REF! | #REF! | #REF! | #REF! | #REF! | #REF! | #REF! | #REF! | #REF! | #REF! | #REF! | #REF! | #REF! | #REF! | #REF! | #REF! | #REF! | #REF! | #REF! | #REF! | #REF! | #REF! | #REF! | #REF! | #REF! | #REF! | #REF! | #REF! | #REF! | #REF! | #REF! | #REF! | #REF! | #REF! | #REF! | #REF! | #REF! | #REF! | #REF! | #REF! | #REF! | #REF! | #REF! | #REF! | #REF! | #REF! | #REF! | #REF! | #REF! | #REF! | #REF! | #REF! | #REF! | #REF! | #REF! | #REF! | #REF! | #REF! | #REF! | #REF! | #REF!
14 | #REF! | [13 empty] | #REF! | #REF! | #REF! | #REF! | #REF! | #REF! | #REF! | #REF! | #REF! | #REF! | #REF! | #REF! | #REF! | #REF! | #REF! | #REF! | #REF! | #REF! | #REF! | #REF! | #REF! | #REF! | #REF! | #REF! | #REF! | #REF! | #REF! | #REF! | #REF! | #REF! | #REF! | #REF! | #REF! | #REF! | #REF! | #REF! | #REF! | #REF! | #REF! | #REF! | #REF! | #REF! | #REF! | #REF! | #REF! | #REF! | #REF! | #REF! | #REF! | #REF! | #REF! | #REF! | #REF! | #REF! | #REF! | #REF! | #REF! | #REF! | #REF! | #REF! | #REF! | #REF! | #REF! | #REF! | #REF! | #REF! | #REF! | #REF! | #REF! | #REF! | #REF! | #REF! | #REF! | #REF! | #REF! | #REF! | #REF! | #REF! | #REF! | #REF! | #REF! | #REF! | #REF! | #REF! | #REF! | #REF! | #REF! | #REF! | #REF! | #REF! | #REF! | #REF! | #REF! | #REF! | #REF! | #REF! | #REF! | #REF! | #REF! | #REF! | #REF! | #REF! | #REF! | #REF! | #REF! | #REF! | #REF! | #REF! | #REF! | #REF! | #REF! | #REF! | #REF! | #REF! | #REF! | #REF! | #REF! | #REF! | #REF! | #REF! | #REF! | #REF! | #REF! | #REF! | #REF! | #REF! | #REF! | #REF! | #REF! | #REF! | #REF! | #REF! | #REF! | #REF! | #REF! | #REF! | #REF! | #REF! | #REF! | #REF! | #REF! | #REF! | #REF! | #REF! | #REF! | #REF! | #REF! | #REF! | #REF! | #REF! | #REF! | #REF! | #REF! | #REF! | #REF! | #REF! | #REF! | #REF! | #REF! | #REF! | #REF! | #REF! | #REF! | #REF! | #REF! | #REF! | #REF! | #REF! | #REF! | #REF! | #REF! | #REF! | #REF! | #REF! | #REF! | #REF! | #REF! | #REF! | #REF! | #REF! | #REF! | #REF! | #REF! | #REF! | #REF! | #REF! | #REF! | #REF! | #REF! | #REF! | #REF! | #REF! | #REF! | #REF! | #REF! | #REF! | #REF! | #REF! | #REF! | #REF! | #REF! | #REF! | #REF!
15 | #REF! | [14 empty] | #REF! | #REF! | #REF! | #REF! | #REF! | #REF! | #REF! | #REF! | #REF! | #REF! | #REF! | #REF! | #REF! | #REF! | #REF! | #REF! | #REF! | #REF! | #REF! | #REF! | #REF! | #REF! | #REF! | #REF! | #REF! | #REF! | #REF! | #REF! | #REF! | #REF! | #REF! | #REF! | #REF! | #REF! | #REF! | #REF! | #REF! | #REF! | #REF! | #REF! | #REF! | #REF! | #REF! | #REF! | #REF! | #REF! | #REF! | #REF! | #REF! | #REF! | #REF! | #REF! | #REF! | #REF! | #REF! | #REF! | #REF! | #REF! | #REF! | #REF! | #REF! | #REF! | #REF! | #REF! | #REF! | #REF! | #REF! | #REF! | #REF! | #REF! | #REF! | #REF! | #REF! | #REF! | #REF! | #REF! | #REF! | #REF! | #REF! | #REF! | #REF! | #REF! | #REF! | #REF! | #REF! | #REF! | #REF! | #REF! | #REF! | #REF! | #REF! | #REF! | #REF! | #REF! | #REF! | #REF! | #REF! | #REF! | #REF! | #REF! | #REF! | #REF! | #REF! | #REF! | #REF! | #REF! | #REF! | #REF! | #REF! | #REF! | #REF! | #REF! | #REF! | #REF! | #REF! | #REF! | #REF! | #REF! | #REF! | #REF! | #REF! | #REF! | #REF! | #REF! | #REF! | #REF! | #REF! | #REF! | #REF! | #REF! | #REF! | #REF! | #REF! | #REF! | #REF! | #REF! | #REF! | #REF! | #REF! | #REF! | #REF! | #REF! | #REF! | #REF! | #REF! | #REF! | #REF! | #REF! | #REF! | #REF! | #REF! | #REF! | #REF! | #REF! | #REF! | #REF! | #REF! | #REF! | #REF! | #REF! | #REF! | #REF! | #REF! | #REF! | #REF! | #REF! | #REF! | #REF! | #REF! | #REF! | #REF! | #REF! | #REF! | #REF! | #REF! | #REF! | #REF! | #REF! | #REF! | #REF! | #REF! | #REF! | #REF! | #REF! | #REF! | #REF! | #REF! | #REF! | #REF! | #REF! | #REF! | #REF! | #REF! | #REF! | #REF! | #REF! | #REF! | #REF! | #REF! | #REF! | #REF! | #REF!
16 | #REF! | [15 empty] | #REF! | #REF! | #REF! | #REF! | #REF! | #REF! | #REF! | #REF! | #REF! | #REF! | #REF! | #REF! | #REF! | #REF! | #REF! | #REF! | #REF! | #REF! | #REF! | #REF! | #REF! | #REF! | #REF! | #REF! | #REF! | #REF! | #REF! | #REF! | #REF! | #REF! | #REF! | #REF! | #REF! | #REF! | #REF! | #REF! | #REF! | #REF! | #REF! | #REF! | #REF! | #REF! | #REF! | #REF! | #REF! | #REF! | #REF! | #REF! | #REF! | #REF! | #REF! | #REF! | #REF! | #REF! | #REF! | #REF! | #REF! | #REF! | #REF! | #REF! | #REF! | #REF! | #REF! | #REF! | #REF! | #REF! | #REF! | #REF! | #REF! | #REF! | #REF! | #REF! | #REF! | #REF! | #REF! | #REF! | #REF! | #REF! | #REF! | #REF! | #REF! | #REF! | #REF! | #REF! | #REF! | #REF! | #REF! | #REF! | #REF! | #REF! | #REF! | #REF! | #REF! | #REF! | #REF! | #REF! | #REF! | #REF! | #REF! | #REF! | #REF! | #REF! | #REF! | #REF! | #REF! | #REF! | #REF! | #REF! | #REF! | #REF! | #REF! | #REF! | #REF! | #REF! | #REF! | #REF! | #REF! | #REF! | #REF! | #REF! | #REF! | #REF! | #REF! | #REF! | #REF! | #REF! | #REF! | #REF! | #REF! | #REF! | #REF! | #REF! | #REF! | #REF! | #REF! | #REF! | #REF! | #REF! | #REF! | #REF! | #REF! | #REF! | #REF! | #REF! | #REF! | #REF! | #REF! | #REF! | #REF! | #REF! | #REF! | #REF! | #REF! | #REF! | #REF! | #REF! | #REF! | #REF! | #REF! | #REF! | #REF! | #REF! | #REF! | #REF! | #REF! | #REF! | #REF! | #REF! | #REF! | #REF! | #REF! | #REF! | #REF! | #REF! | #REF! | #REF! | #REF! | #REF! | #REF! | #REF! | #REF! | #REF! | #REF! | #REF! | #REF! | #REF! | #REF! | #REF! | #REF! | #REF! | #REF! | #REF! | #REF! | #REF! | #REF! | #REF! | #REF! | #REF! | #REF! | #REF! | #REF!
17 | #REF! | [16 empty] | #REF! | #REF! | #REF! | #REF! | #REF! | #REF! | #REF! | #REF! | #REF! | #REF! | #REF! | #REF! | #REF! | #REF! | #REF! | #REF! | #REF! | #REF! | #REF! | #REF! | #REF! | #REF! | #REF! | #REF! | #REF! | #REF! | #REF! | #REF! | #REF! | #REF! | #REF! | #REF! | #REF! | #REF! | #REF! | #REF! | #REF! | #REF! | #REF! | #REF! | #REF! | #REF! | #REF! | #REF! | #REF! | #REF! | #REF! | #REF! | #REF! | #REF! | #REF! | #REF! | #REF! | #REF! | #REF! | #REF! | #REF! | #REF! | #REF! | #REF! | #REF! | #REF! | #REF! | #REF! | #REF! | #REF! | #REF! | #REF! | #REF! | #REF! | #REF! | #REF! | #REF! | #REF! | #REF! | #REF! | #REF! | #REF! | #REF! | #REF! | #REF! | #REF! | #REF! | #REF! | #REF! | #REF! | #REF! | #REF! | #REF! | #REF! | #REF! | #REF! | #REF! | #REF! | #REF! | #REF! | #REF! | #REF! | #REF! | #REF! | #REF! | #REF! | #REF! | #REF! | #REF! | #REF! | #REF! | #REF! | #REF! | #REF! | #REF! | #REF! | #REF! | #REF! | #REF! | #REF! | #REF! | #REF! | #REF! | #REF! | #REF! | #REF! | #REF! | #REF! | #REF! | #REF! | #REF! | #REF! | #REF! | #REF! | #REF! | #REF! | #REF! | #REF! | #REF! | #REF! | #REF! | #REF! | #REF! | #REF! | #REF! | #REF! | #REF! | #REF! | #REF! | #REF! | #REF! | #REF! | #REF! | #REF! | #REF! | #REF! | #REF! | #REF! | #REF! | #REF! | #REF! | #REF! | #REF! | #REF! | #REF! | #REF! | #REF! | #REF! | #REF! | #REF! | #REF! | #REF! | #REF! | #REF! | #REF! | #REF! | #REF! | #REF! | #REF! | #REF! | #REF! | #REF! | #REF! | #REF! | #REF! | #REF! | #REF! | #REF! | #REF! | #REF! | #REF! | #REF! | #REF! | #REF! | #REF! | #REF! | #REF! | #REF! | #REF! | #REF! | #REF! | #REF! | #REF! | #REF!
18 | #REF! | [17 empty] | #REF! | #REF! | #REF! | #REF! | #REF! | #REF! | #REF! | #REF! | #REF! | #REF! | #REF! | #REF! | #REF! | #REF! | #REF! | #REF! | #REF! | #REF! | #REF! | #REF! | #REF! | #REF! | #REF! | #REF! | #REF! | #REF! | #REF! | #REF! | #REF! | #REF! | #REF! | #REF! | #REF! | #REF! | #REF! | #REF! | #REF! | #REF! | #REF! | #REF! | #REF! | #REF! | #REF! | #REF! | #REF! | #REF! | #REF! | #REF! | #REF! | #REF! | #REF! | #REF! | #REF! | #REF! | #REF! | #REF! | #REF! | #REF! | #REF! | #REF! | #REF! | #REF! | #REF! | #REF! | #REF! | #REF! | #REF! | #REF! | #REF! | #REF! | #REF! | #REF! | #REF! | #REF! | #REF! | #REF! | #REF! | #REF! | #REF! | #REF! | #REF! | #REF! | #REF! | #REF! | #REF! | #REF! | #REF! | #REF! | #REF! | #REF! | #REF! | #REF! | #REF! | #REF! | #REF! | #REF! | #REF! | #REF! | #REF! | #REF! | #REF! | #REF! | #REF! | #REF! | #REF! | #REF! | #REF! | #REF! | #REF! | #REF! | #REF! | #REF! | #REF! | #REF! | #REF! | #REF! | #REF! | #REF! | #REF! | #REF! | #REF! | #REF! | #REF! | #REF! | #REF! | #REF! | #REF! | #REF! | #REF! | #REF! | #REF! | #REF! | #REF! | #REF! | #REF! | #REF! | #REF! | #REF! | #REF! | #REF! | #REF! | #REF! | #REF! | #REF! | #REF! | #REF! | #REF! | #REF! | #REF! | #REF! | #REF! | #REF! | #REF! | #REF! | #REF! | #REF! | #REF! | #REF! | #REF! | #REF! | #REF! | #REF! | #REF! | #REF! | #REF! | #REF! | #REF! | #REF! | #REF! | #REF! | #REF! | #REF! | #REF! | #REF! | #REF! | #REF! | #REF! | #REF! | #REF! | #REF! | #REF! | #REF! | #REF! | #REF! | #REF! | #REF! | #REF! | #REF! | #REF! | #REF! | #REF! | #REF! | #REF! | #REF! | #REF! | #REF! | #REF! | #REF! | #REF!
19 | #REF! | [18 empty] | #REF! | #REF! | #REF! | #REF! | #REF! | #REF! | #REF! | #REF! | #REF! | #REF! | #REF! | #REF! | #REF! | #REF! | #REF! | #REF! | #REF! | #REF! | #REF! | #REF! | #REF! | #REF! | #REF! | #REF! | #REF! | #REF! | #REF! | #REF! | #REF! | #REF! | #REF! | #REF! | #REF! | #REF! | #REF! | #REF! | #REF! | #REF! | #REF! | #REF! | #REF! | #REF! | #REF! | #REF! | #REF! | #REF! | #REF! | #REF! | #REF! | #REF! | #REF! | #REF! | #REF! | #REF! | #REF! | #REF! | #REF! | #REF! | #REF! | #REF! | #REF! | #REF! | #REF! | #REF! | #REF! | #REF! | #REF! | #REF! | #REF! | #REF! | #REF! | #REF! | #REF! | #REF! | #REF! | #REF! | #REF! | #REF! | #REF! | #REF! | #REF! | #REF! | #REF! | #REF! | #REF! | #REF! | #REF! | #REF! | #REF! | #REF! | #REF! | #REF! | #REF! | #REF! | #REF! | #REF! | #REF! | #REF! | #REF! | #REF! | #REF! | #REF! | #REF! | #REF! | #REF! | #REF! | #REF! | #REF! | #REF! | #REF! | #REF! | #REF! | #REF! | #REF! | #REF! | #REF! | #REF! | #REF! | #REF! | #REF! | #REF! | #REF! | #REF! | #REF! | #REF! | #REF! | #REF! | #REF! | #REF! | #REF! | #REF! | #REF! | #REF! | #REF! | #REF! | #REF! | #REF! | #REF! | #REF! | #REF! | #REF! | #REF! | #REF! | #REF! | #REF! | #REF! | #REF! | #REF! | #REF! | #REF! | #REF! | #REF! | #REF! | #REF! | #REF! | #REF! | #REF! | #REF! | #REF! | #REF! | #REF! | #REF! | #REF! | #REF! | #REF! | #REF! | #REF! | #REF! | #REF! | #REF! | #REF! | #REF! | #REF! | #REF! | #REF! | #REF! | #REF! | #REF! | #REF! | #REF! | #REF! | #REF! | #REF! | #REF! | #REF! | #REF! | #REF! | #REF! | #REF! | #REF! | #REF! | #REF! | #REF! | #REF! | #REF! | #REF! | #REF! | #REF!
20 | #REF! | [19 empty] | #REF! | #REF! | #REF! | #REF! | #REF! | #REF! | #REF! | #REF! | #REF! | #REF! | #REF! | #REF! | #REF! | #REF! | #REF! | #REF! | #REF! | #REF! | #REF! | #REF! | #REF! | #REF! | #REF! | #REF! | #REF! | #REF! | #REF! | #REF! | #REF! | #REF! | #REF! | #REF! | #REF! | #REF! | #REF! | #REF! | #REF! | #REF! | #REF! | #REF! | #REF! | #REF! | #REF! | #REF! | #REF! | #REF! | #REF! | #REF! | #REF! | #REF! | #REF! | #REF! | #REF! | #REF! | #REF! | #REF! | #REF! | #REF! | #REF! | #REF! | #REF! | #REF! | #REF! | #REF! | #REF! | #REF! | #REF! | #REF! | #REF! | #REF! | #REF! | #REF! | #REF! | #REF! | #REF! | #REF! | #REF! | #REF! | #REF! | #REF! | #REF! | #REF! | #REF! | #REF! | #REF! | #REF! | #REF! | #REF! | #REF! | #REF! | #REF! | #REF! | #REF! | #REF! | #REF! | #REF! | #REF! | #REF! | #REF! | #REF! | #REF! | #REF! | #REF! | #REF! | #REF! | #REF! | #REF! | #REF! | #REF! | #REF! | #REF! | #REF! | #REF! | #REF! | #REF! | #REF! | #REF! | #REF! | #REF! | #REF! | #REF! | #REF! | #REF! | #REF! | #REF! | #REF! | #REF! | #REF! | #REF! | #REF! | #REF! | #REF! | #REF! | #REF! | #REF! | #REF! | #REF! | #REF! | #REF! | #REF! | #REF! | #REF! | #REF! | #REF! | #REF! | #REF! | #REF! | #REF! | #REF! | #REF! | #REF! | #REF! | #REF! | #REF! | #REF! | #REF! | #REF! | #REF! | #REF! | #REF! | #REF! | #REF! | #REF! | #REF! | #REF! | #REF! | #REF! | #REF! | #REF! | #REF! | #REF! | #REF! | #REF! | #REF! | #REF! | #REF! | #REF! | #REF! | #REF! | #REF! | #REF! | #REF! | #REF! | #REF! | #REF! | #REF! | #REF! | #REF! | #REF! | #REF! | #REF! | #REF! | #REF! | #REF! | #REF! | #REF! | #REF!
21 | #REF! | [20 empty] | #REF! | #REF! | #REF! | #REF! | #REF! | #REF! | #REF! | #REF! | #REF! | #REF! | #REF! | #REF! | #REF! | #REF! | #REF! | #REF! | #REF! | #REF! | #REF! | #REF! | #REF! | #REF! | #REF! | #REF! | #REF! | #REF! | #REF! | #REF! | #REF! | #REF! | #REF! | #REF! | #REF! | #REF! | #REF! | #REF! | #REF! | #REF! | #REF! | #REF! | #REF! | #REF! | #REF! | #REF! | #REF! | #REF! | #REF! | #REF! | #REF! | #REF! | #REF! | #REF! | #REF! | #REF! | #REF! | #REF! | #REF! | #REF! | #REF! | #REF! | #REF! | #REF! | #REF! | #REF! | #REF! | #REF! | #REF! | #REF! | #REF! | #REF! | #REF! | #REF! | #REF! | #REF! | #REF! | #REF! | #REF! | #REF! | #REF! | #REF! | #REF! | #REF! | #REF! | #REF! | #REF! | #REF! | #REF! | #REF! | #REF! | #REF! | #REF! | #REF! | #REF! | #REF! | #REF! | #REF! | #REF! | #REF! | #REF! | #REF! | #REF! | #REF! | #REF! | #REF! | #REF! | #REF! | #REF! | #REF! | #REF! | #REF! | #REF! | #REF! | #REF! | #REF! | #REF! | #REF! | #REF! | #REF! | #REF! | #REF! | #REF! | #REF! | #REF! | #REF! | #REF! | #REF! | #REF! | #REF! | #REF! | #REF! | #REF! | #REF! | #REF! | #REF! | #REF! | #REF! | #REF! | #REF! | #REF! | #REF! | #REF! | #REF! | #REF! | #REF! | #REF! | #REF! | #REF! | #REF! | #REF! | #REF! | #REF! | #REF! | #REF! | #REF! | #REF! | #REF! | #REF! | #REF! | #REF! | #REF! | #REF! | #REF! | #REF! | #REF! | #REF! | #REF! | #REF! | #REF! | #REF! | #REF! | #REF! | #REF! | #REF! | #REF! | #REF! | #REF! | #REF! | #REF! | #REF! | #REF! | #REF! | #REF! | #REF! | #REF! | #REF! | #REF! | #REF! | #REF! | #REF! | #REF! | #REF! | #REF! | #REF! | #REF! | #REF! | #REF!
22 | #REF! | [21 empty] | #REF! | #REF! | #REF! | #REF! | #REF! | #REF! | #REF! | #REF! | #REF! | #REF! | #REF! | #REF! | #REF! | #REF! | #REF! | #REF! | #REF! | #REF! | #REF! | #REF! | #REF! | #REF! | #REF! | #REF! | #REF! | #REF! | #REF! | #REF! | #REF! | #REF! | #REF! | #REF! | #REF! | #REF! | #REF! | #REF! | #REF! | #REF! | #REF! | #REF! | #REF! | #REF! | #REF! | #REF! | #REF! | #REF! | #REF! | #REF! | #REF! | #REF! | #REF! | #REF! | #REF! | #REF! | #REF! | #REF! | #REF! | #REF! | #REF! | #REF! | #REF! | #REF! | #REF! | #REF! | #REF! | #REF! | #REF! | #REF! | #REF! | #REF! | #REF! | #REF! | #REF! | #REF! | #REF! | #REF! | #REF! | #REF! | #REF! | #REF! | #REF! | #REF! | #REF! | #REF! | #REF! | #REF! | #REF! | #REF! | #REF! | #REF! | #REF! | #REF! | #REF! | #REF! | #REF! | #REF! | #REF! | #REF! | #REF! | #REF! | #REF! | #REF! | #REF! | #REF! | #REF! | #REF! | #REF! | #REF! | #REF! | #REF! | #REF! | #REF! | #REF! | #REF! | #REF! | #REF! | #REF! | #REF! | #REF! | #REF! | #REF! | #REF! | #REF! | #REF! | #REF! | #REF! | #REF! | #REF! | #REF! | #REF! | #REF! | #REF! | #REF! | #REF! | #REF! | #REF! | #REF! | #REF! | #REF! | #REF! | #REF! | #REF! | #REF! | #REF! | #REF! | #REF! | #REF! | #REF! | #REF! | #REF! | #REF! | #REF! | #REF! | #REF! | #REF! | #REF! | #REF! | #REF! | #REF! | #REF! | #REF! | #REF! | #REF! | #REF! | #REF! | #REF! | #REF! | #REF! | #REF! | #REF! | #REF! | #REF! | #REF! | #REF! | #REF! | #REF! | #REF! | #REF! | #REF! | #REF! | #REF! | #REF! | #REF! | #REF! | #REF! | #REF! | #REF! | #REF! | #REF! | #REF! | #REF! | #REF! | #REF! | #REF! | #REF!
23 | #REF! | [22 empty] | #REF! | #REF! | #REF! | #REF! | #REF! | #REF! | #REF! | #REF! | #REF! | #REF! | #REF! | #REF! | #REF! | #REF! | #REF! | #REF! | #REF! | #REF! | #REF! | #REF! | #REF! | #REF! | #REF! | #REF! | #REF! | #REF! | #REF! | #REF! | #REF! | #REF! | #REF! | #REF! | #REF! | #REF! | #REF! | #REF! | #REF! | #REF! | #REF! | #REF! | #REF! | #REF! | #REF! | #REF! | #REF! | #REF! | #REF! | #REF! | #REF! | #REF! | #REF! | #REF! | #REF! | #REF! | #REF! | #REF! | #REF! | #REF! | #REF! | #REF! | #REF! | #REF! | #REF! | #REF! | #REF! | #REF! | #REF! | #REF! | #REF! | #REF! | #REF! | #REF! | #REF! | #REF! | #REF! | #REF! | #REF! | #REF! | #REF! | #REF! | #REF! | #REF! | #REF! | #REF! | #REF! | #REF! | #REF! | #REF! | #REF! | #REF! | #REF! | #REF! | #REF! | #REF! | #REF! | #REF! | #REF! | #REF! | #REF! | #REF! | #REF! | #REF! | #REF! | #REF! | #REF! | #REF! | #REF! | #REF! | #REF! | #REF! | #REF! | #REF! | #REF! | #REF! | #REF! | #REF! | #REF! | #REF! | #REF! | #REF! | #REF! | #REF! | #REF! | #REF! | #REF! | #REF! | #REF! | #REF! | #REF! | #REF! | #REF! | #REF! | #REF! | #REF! | #REF! | #REF! | #REF! | #REF! | #REF! | #REF! | #REF! | #REF! | #REF! | #REF! | #REF! | #REF! | #REF! | #REF! | #REF! | #REF! | #REF! | #REF! | #REF! | #REF! | #REF! | #REF! | #REF! | #REF! | #REF! | #REF! | #REF! | #REF! | #REF! | #REF! | #REF! | #REF! | #REF! | #REF! | #REF! | #REF! | #REF! | #REF! | #REF! | #REF! | #REF! | #REF! | #REF! | #REF! | #REF! | #REF! | #REF! | #REF! | #REF! | #REF! | #REF! | #REF! | #REF! | #REF! | #REF! | #REF! | #REF! | #REF! | #REF! | #REF!
24 | #REF! | [23 empty] | #REF! | #REF! | #REF! | #REF! | #REF! | #REF! | #REF! | #REF! | #REF! | #REF! | #REF! | #REF! | #REF! | #REF! | #REF! | #REF! | #REF! | #REF! | #REF! | #REF! | #REF! | #REF! | #REF! | #REF! | #REF! | #REF! | #REF! | #REF! | #REF! | #REF! | #REF! | #REF! | #REF! | #REF! | #REF! | #REF! | #REF! | #REF! | #REF! | #REF! | #REF! | #REF! | #REF! | #REF! | #REF! | #REF! | #REF! | #REF! | #REF! | #REF! | #REF! | #REF! | #REF! | #REF! | #REF! | #REF! | #REF! | #REF! | #REF! | #REF! | #REF! | #REF! | #REF! | #REF! | #REF! | #REF! | #REF! | #REF! | #REF! | #REF! | #REF! | #REF! | #REF! | #REF! | #REF! | #REF! | #REF! | #REF! | #REF! | #REF! | #REF! | #REF! | #REF! | #REF! | #REF! | #REF! | #REF! | #REF! | #REF! | #REF! | #REF! | #REF! | #REF! | #REF! | #REF! | #REF! | #REF! | #REF! | #REF! | #REF! | #REF! | #REF! | #REF! | #REF! | #REF! | #REF! | #REF! | #REF! | #REF! | #REF! | #REF! | #REF! | #REF! | #REF! | #REF! | #REF! | #REF! | #REF! | #REF! | #REF! | #REF! | #REF! | #REF! | #REF! | #REF! | #REF! | #REF! | #REF! | #REF! | #REF! | #REF! | #REF! | #REF! | #REF! | #REF! | #REF! | #REF! | #REF! | #REF! | #REF! | #REF! | #REF! | #REF! | #REF! | #REF! | #REF! | #REF! | #REF! | #REF! | #REF! | #REF! | #REF! | #REF! | #REF! | #REF! | #REF! | #REF! | #REF! | #REF! | #REF! | #REF! | #REF! | #REF! | #REF! | #REF! | #REF! | #REF! | #REF! | #REF! | #REF! | #REF! | #REF! | #REF! | #REF! | #REF! | #REF! | #REF! | #REF! | #REF! | #REF! | #REF! | #REF! | #REF! | #REF! | #REF! | #REF! | #REF! | #REF! | #REF! | #REF! | #REF! | #REF! | #REF!
25 | #REF! | [24 empty] | #REF! | #REF! | #REF! | #REF! | #REF! | #REF! | #REF! | #REF! | #REF! | #REF! | #REF! | #REF! | #REF! | #REF! | #REF! | #REF! | #REF! | #REF! | #REF! | #REF! | #REF! | #REF! | #REF! | #REF! | #REF! | #REF! | #REF! | #REF! | #REF! | #REF! | #REF! | #REF! | #REF! | #REF! | #REF! | #REF! | #REF! | #REF! | #REF! | #REF! | #REF! | #REF! | #REF! | #REF! | #REF! | #REF! | #REF! | #REF! | #REF! | #REF! | #REF! | #REF! | #REF! | #REF! | #REF! | #REF! | #REF! | #REF! | #REF! | #REF! | #REF! | #REF! | #REF! | #REF! | #REF! | #REF! | #REF! | #REF! | #REF! | #REF! | #REF! | #REF! | #REF! | #REF! | #REF! | #REF! | #REF! | #REF! | #REF! | #REF! | #REF! | #REF! | #REF! | #REF! | #REF! | #REF! | #REF! | #REF! | #REF! | #REF! | #REF! | #REF! | #REF! | #REF! | #REF! | #REF! | #REF! | #REF! | #REF! | #REF! | #REF! | #REF! | #REF! | #REF! | #REF! | #REF! | #REF! | #REF! | #REF! | #REF! | #REF! | #REF! | #REF! | #REF! | #REF! | #REF! | #REF! | #REF! | #REF! | #REF! | #REF! | #REF! | #REF! | #REF! | #REF! | #REF! | #REF! | #REF! | #REF! | #REF! | #REF! | #REF! | #REF! | #REF! | #REF! | #REF! | #REF! | #REF! | #REF! | #REF! | #REF! | #REF! | #REF! | #REF! | #REF! | #REF! | #REF! | #REF! | #REF! | #REF! | #REF! | #REF! | #REF! | #REF! | #REF! | #REF! | #REF! | #REF! | #REF! | #REF! | #REF! | #REF! | #REF! | #REF! | #REF! | #REF! | #REF! | #REF! | #REF! | #REF! | #REF! | #REF! | #REF! | #REF! | #REF! | #REF! | #REF! | #REF! | #REF! | #REF! | #REF! | #REF! | #REF! | #REF! | #REF! | #REF! | #REF! | #REF! | #REF! | #REF! | #REF! | #REF!
26 | #REF! | [25 empty] | #REF! | #REF! | #REF! | #REF! | #REF! | #REF! | #REF! | #REF! | #REF! | #REF! | #REF! | #REF! | #REF! | #REF! | #REF! | #REF! | #REF! | #REF! | #REF! | #REF! | #REF! | #REF! | #REF! | #REF! | #REF! | #REF! | #REF! | #REF! | #REF! | #REF! | #REF! | #REF! | #REF! | #REF! | #REF! | #REF! | #REF! | #REF! | #REF! | #REF! | #REF! | #REF! | #REF! | #REF! | #REF! | #REF! | #REF! | #REF! | #REF! | #REF! | #REF! | #REF! | #REF! | #REF! | #REF! | #REF! | #REF! | #REF! | #REF! | #REF! | #REF! | #REF! | #REF! | #REF! | #REF! | #REF! | #REF! | #REF! | #REF! | #REF! | #REF! | #REF! | #REF! | #REF! | #REF! | #REF! | #REF! | #REF! | #REF! | #REF! | #REF! | #REF! | #REF! | #REF! | #REF! | #REF! | #REF! | #REF! | #REF! | #REF! | #REF! | #REF! | #REF! | #REF! | #REF! | #REF! | #REF! | #REF! | #REF! | #REF! | #REF! | #REF! | #REF! | #REF! | #REF! | #REF! | #REF! | #REF! | #REF! | #REF! | #REF! | #REF! | #REF! | #REF! | #REF! | #REF! | #REF! | #REF! | #REF! | #REF! | #REF! | #REF! | #REF! | #REF! | #REF! | #REF! | #REF! | #REF! | #REF! | #REF! | #REF! | #REF! | #REF! | #REF! | #REF! | #REF! | #REF! | #REF! | #REF! | #REF! | #REF! | #REF! | #REF! | #REF! | #REF! | #REF! | #REF! | #REF! | #REF! | #REF! | #REF! | #REF! | #REF! | #REF! | #REF! | #REF! | #REF! | #REF! | #REF! | #REF! | #REF! | #REF! | #REF! | #REF! | #REF! | #REF! | #REF! | #REF! | #REF! | #REF! | #REF! | #REF! | #REF! | #REF! | #REF! | #REF! | #REF! | #REF! | #REF! | #REF! | #REF! | #REF! | #REF! | #REF! | #REF! | #REF! | #REF! | #REF! | #REF! | #REF! | #REF!
27 | #REF! | [26 empty] | #REF! | #REF! | #REF! | #REF! | #REF! | #REF! | #REF! | #REF! | #REF! | #REF! | #REF! | #REF! | #REF! | #REF! | #REF! | #REF! | #REF! | #REF! | #REF! | #REF! | #REF! | #REF! | #REF! | #REF! | #REF! | #REF! | #REF! | #REF! | #REF! | #REF! | #REF! | #REF! | #REF! | #REF! | #REF! | #REF! | #REF! | #REF! | #REF! | #REF! | #REF! | #REF! | #REF! | #REF! | #REF! | #REF! | #REF! | #REF! | #REF! | #REF! | #REF! | #REF! | #REF! | #REF! | #REF! | #REF! | #REF! | #REF! | #REF! | #REF! | #REF! | #REF! | #REF! | #REF! | #REF! | #REF! | #REF! | #REF! | #REF! | #REF! | #REF! | #REF! | #REF! | #REF! | #REF! | #REF! | #REF! | #REF! | #REF! | #REF! | #REF! | #REF! | #REF! | #REF! | #REF! | #REF! | #REF! | #REF! | #REF! | #REF! | #REF! | #REF! | #REF! | #REF! | #REF! | #REF! | #REF! | #REF! | #REF! | #REF! | #REF! | #REF! | #REF! | #REF! | #REF! | #REF! | #REF! | #REF! | #REF! | #REF! | #REF! | #REF! | #REF! | #REF! | #REF! | #REF! | #REF! | #REF! | #REF! | #REF! | #REF! | #REF! | #REF! | #REF! | #REF! | #REF! | #REF! | #REF! | #REF! | #REF! | #REF! | #REF! | #REF! | #REF! | #REF! | #REF! | #REF! | #REF! | #REF! | #REF! | #REF! | #REF! | #REF! | #REF! | #REF! | #REF! | #REF! | #REF! | #REF! | #REF! | #REF! | #REF! | #REF! | #REF! | #REF! | #REF! | #REF! | #REF! | #REF! | #REF! | #REF! | #REF! | #REF! | #REF! | #REF! | #REF! | #REF! | #REF! | #REF! | #REF! | #REF! | #REF! | #REF! | #REF! | #REF! | #REF! | #REF! | #REF! | #REF! | #REF! | #REF! | #REF! | #REF! | #REF! | #REF! | #REF! | #REF! | #REF! | #REF! | #REF!
28 | #REF! | [27 empty] | #REF! | #REF! | #REF! | #REF! | #REF! | #REF! | #REF! | #REF! | #REF! | #REF! | #REF! | #REF! | #REF! | #REF! | #REF! | #REF! | #REF! | #REF! | #REF! | #REF! | #REF! | #REF! | #REF! | #REF! | #REF! | #REF! | #REF! | #REF! | #REF! | #REF! | #REF! | #REF! | #REF! | #REF! | #REF! | #REF! | #REF! | #REF! | #REF! | #REF! | #REF! | #REF! | #REF! | #REF! | #REF! | #REF! | #REF! | #REF! | #REF! | #REF! | #REF! | #REF! | #REF! | #REF! | #REF! | #REF! | #REF! | #REF! | #REF! | #REF! | #REF! | #REF! | #REF! | #REF! | #REF! | #REF! | #REF! | #REF! | #REF! | #REF! | #REF! | #REF! | #REF! | #REF! | #REF! | #REF! | #REF! | #REF! | #REF! | #REF! | #REF! | #REF! | #REF! | #REF! | #REF! | #REF! | #REF! | #REF! | #REF! | #REF! | #REF! | #REF! | #REF! | #REF! | #REF! | #REF! | #REF! | #REF! | #REF! | #REF! | #REF! | #REF! | #REF! | #REF! | #REF! | #REF! | #REF! | #REF! | #REF! | #REF! | #REF! | #REF! | #REF! | #REF! | #REF! | #REF! | #REF! | #REF! | #REF! | #REF! | #REF! | #REF! | #REF! | #REF! | #REF! | #REF! | #REF! | #REF! | #REF! | #REF! | #REF! | #REF! | #REF! | #REF! | #REF! | #REF! | #REF! | #REF! | #REF! | #REF! | #REF! | #REF! | #REF! | #REF! | #REF! | #REF! | #REF! | #REF! | #REF! | #REF! | #REF! | #REF! | #REF! | #REF! | #REF! | #REF! | #REF! | #REF! | #REF! | #REF! | #REF! | #REF! | #REF! | #REF! | #REF! | #REF! | #REF! | #REF! | #REF! | #REF! | #REF! | #REF! | #REF! | #REF! | #REF! | #REF! | #REF! | #REF! | #REF! | #REF! | #REF! | #REF! | #REF! | #REF! | #REF! | #REF! | #REF! | #REF! | #REF!
29 | #REF! | [28 empty] | #REF! | #REF! | #REF! | #REF! | #REF! | #REF! | #REF! | #REF! | #REF! | #REF! | #REF! | #REF! | #REF! | #REF! | #REF! | #REF! | #REF! | #REF! | #REF! | #REF! | #REF! | #REF! | #REF! | #REF! | #REF! | #REF! | #REF! | #REF! | #REF! | #REF! | #REF! | #REF! | #REF! | #REF! | #REF! | #REF! | #REF! | #REF! | #REF! | #REF! | #REF! | #REF! | #REF! | #REF! | #REF! | #REF! | #REF! | #REF! | #REF! | #REF! | #REF! | #REF! | #REF! | #REF! | #REF! | #REF! | #REF! | #REF! | #REF! | #REF! | #REF! | #REF! | #REF! | #REF! | #REF! | #REF! | #REF! | #REF! | #REF! | #REF! | #REF! | #REF! | #REF! | #REF! | #REF! | #REF! | #REF! | #REF! | #REF! | #REF! | #REF! | #REF! | #REF! | #REF! | #REF! | #REF! | #REF! | #REF! | #REF! | #REF! | #REF! | #REF! | #REF! | #REF! | #REF! | #REF! | #REF! | #REF! | #REF! | #REF! | #REF! | #REF! | #REF! | #REF! | #REF! | #REF! | #REF! | #REF! | #REF! | #REF! | #REF! | #REF! | #REF! | #REF! | #REF! | #REF! | #REF! | #REF! | #REF! | #REF! | #REF! | #REF! | #REF! | #REF! | #REF! | #REF! | #REF! | #REF! | #REF! | #REF! | #REF! | #REF! | #REF! | #REF! | #REF! | #REF! | #REF! | #REF! | #REF! | #REF! | #REF! | #REF! | #REF! | #REF! | #REF! | #REF! | #REF! | #REF! | #REF! | #REF! | #REF! | #REF! | #REF! | #REF! | #REF! | #REF! | #REF! | #REF! | #REF! | #REF! | #REF! | #REF! | #REF! | #REF! | #REF! | #REF! | #REF! | #REF! | #REF! | #REF! | #REF! | #REF! | #REF! | #REF! | #REF! | #REF! | #REF! | #REF! | #REF! | #REF! | #REF! | #REF! | #REF! | #REF! | #REF! | #REF! | #REF! | #REF!
30 | #REF! | [29 empty] | #REF! | #REF! | #REF! | #REF! | #REF! | #REF! | #REF! | #REF! | #REF! | #REF! | #REF! | #REF! | #REF! | #REF! | #REF! | #REF! | #REF! | #REF! | #REF! | #REF! | #REF! | #REF! | #REF! | #REF! | #REF! | #REF! | #REF! | #REF! | #REF! | #REF! | #REF! | #REF! | #REF! | #REF! | #REF! | #REF! | #REF! | #REF! | #REF! | #REF! | #REF! | #REF! | #REF! | #REF! | #REF! | #REF! | #REF! | #REF! | #REF! | #REF! | #REF! | #REF! | #REF! | #REF! | #REF! | #REF! | #REF! | #REF! | #REF! | #REF! | #REF! | #REF! | #REF! | #REF! | #REF! | #REF! | #REF! | #REF! | #REF! | #REF! | #REF! | #REF! | #REF! | #REF! | #REF! | #REF! | #REF! | #REF! | #REF! | #REF! | #REF! | #REF! | #REF! | #REF! | #REF! | #REF! | #REF! | #REF! | #REF! | #REF! | #REF! | #REF! | #REF! | #REF! | #REF! | #REF! | #REF! | #REF! | #REF! | #REF! | #REF! | #REF! | #REF! | #REF! | #REF! | #REF! | #REF! | #REF! | #REF! | #REF! | #REF! | #REF! | #REF! | #REF! | #REF! | #REF! | #REF! | #REF! | #REF! | #REF! | #REF! | #REF! | #REF! | #REF! | #REF! | #REF! | #REF! | #REF! | #REF! | #REF! | #REF! | #REF! | #REF! | #REF! | #REF! | #REF! | #REF! | #REF! | #REF! | #REF! | #REF! | #REF! | #REF! | #REF! | #REF! | #REF! | #REF! | #REF! | #REF! | #REF! | #REF! | #REF! | #REF! | #REF! | #REF! | #REF! | #REF! | #REF! | #REF! | #REF! | #REF! | #REF! | #REF! | #REF! | #REF! | #REF! | #REF! | #REF! | #REF! | #REF! | #REF! | #REF! | #REF! | #REF! | #REF! | #REF! | #REF! | #REF! | #REF! | #REF! | #REF! | #REF! | #REF! | #REF! | #REF! | #REF! | #REF!
31 | #REF! | [30 empty] | #REF! | #REF! | #REF! | #REF! | #REF! | #REF! | #REF! | #REF! | #REF! | #REF! | #REF! | #REF! | #REF! | #REF! | #REF! | #REF! | #REF! | #REF! | #REF! | #REF! | #REF! | #REF! | #REF! | #REF! | #REF! | #REF! | #REF! | #REF! | #REF! | #REF! | #REF! | #REF! | #REF! | #REF! | #REF! | #REF! | #REF! | #REF! | #REF! | #REF! | #REF! | #REF! | #REF! | #REF! | #REF! | #REF! | #REF! | #REF! | #REF! | #REF! | #REF! | #REF! | #REF! | #REF! | #REF! | #REF! | #REF! | #REF! | #REF! | #REF! | #REF! | #REF! | #REF! | #REF! | #REF! | #REF! | #REF! | #REF! | #REF! | #REF! | #REF! | #REF! | #REF! | #REF! | #REF! | #REF! | #REF! | #REF! | #REF! | #REF! | #REF! | #REF! | #REF! | #REF! | #REF! | #REF! | #REF! | #REF! | #REF! | #REF! | #REF! | #REF! | #REF! | #REF! | #REF! | #REF! | #REF! | #REF! | #REF! | #REF! | #REF! | #REF! | #REF! | #REF! | #REF! | #REF! | #REF! | #REF! | #REF! | #REF! | #REF! | #REF! | #REF! | #REF! | #REF! | #REF! | #REF! | #REF! | #REF! | #REF! | #REF! | #REF! | #REF! | #REF! | #REF! | #REF! | #REF! | #REF! | #REF! | #REF! | #REF! | #REF! | #REF! | #REF! | #REF! | #REF! | #REF! | #REF! | #REF! | #REF! | #REF! | #REF! | #REF! | #REF! | #REF! | #REF! | #REF! | #REF! | #REF! | #REF! | #REF! | #REF! | #REF! | #REF! | #REF! | #REF! | #REF! | #REF! | #REF! | #REF! | #REF! | #REF! | #REF! | #REF! | #REF! | #REF! | #REF! | #REF! | #REF! | #REF! | #REF! | #REF! | #REF! | #REF! | #REF! | #REF! | #REF! | #REF! | #REF! | #REF! | #REF! | #REF! | #REF! | #REF! | #REF! | #REF!
32 | #REF! | [31 empty] | #REF! | #REF! | #REF! | #REF! | #REF! | #REF! | #REF! | #REF! | #REF! | #REF! | #REF! | #REF! | #REF! | #REF! | #REF! | #REF! | #REF! | #REF! | #REF! | #REF! | #REF! | #REF! | #REF! | #REF! | #REF! | #REF! | #REF! | #REF! | #REF! | #REF! | #REF! | #REF! | #REF! | #REF! | #REF! | #REF! | #REF! | #REF! | #REF! | #REF! | #REF! | #REF! | #REF! | #REF! | #REF! | #REF! | #REF! | #REF! | #REF! | #REF! | #REF! | #REF! | #REF! | #REF! | #REF! | #REF! | #REF! | #REF! | #REF! | #REF! | #REF! | #REF! | #REF! | #REF! | #REF! | #REF! | #REF! | #REF! | #REF! | #REF! | #REF! | #REF! | #REF! | #REF! | #REF! | #REF! | #REF! | #REF! | #REF! | #REF! | #REF! | #REF! | #REF! | #REF! | #REF! | #REF! | #REF! | #REF! | #REF! | #REF! | #REF! | #REF! | #REF! | #REF! | #REF! | #REF! | #REF! | #REF! | #REF! | #REF! | #REF! | #REF! | #REF! | #REF! | #REF! | #REF! | #REF! | #REF! | #REF! | #REF! | #REF! | #REF! | #REF! | #REF! | #REF! | #REF! | #REF! | #REF! | #REF! | #REF! | #REF! | #REF! | #REF! | #REF! | #REF! | #REF! | #REF! | #REF! | #REF! | #REF! | #REF! | #REF! | #REF! | #REF! | #REF! | #REF! | #REF! | #REF! | #REF! | #REF! | #REF! | #REF! | #REF! | #REF! | #REF! | #REF! | #REF! | #REF! | #REF! | #REF! | #REF! | #REF! | #REF! | #REF! | #REF! | #REF! | #REF! | #REF! | #REF! | #REF! | #REF! | #REF! | #REF! | #REF! | #REF! | #REF! | #REF! | #REF! | #REF! | #REF! | #REF! | #REF! | #REF! | #REF! | #REF! | #REF! | #REF! | #REF! | #REF! | #REF! | #REF! | #REF! | #REF! | #REF! | #REF!
33 | #REF! | [32 empty] | #REF! | #REF! | #REF! | #REF! | #REF! | #REF! | #REF! | #REF! | #REF! | #REF! | #REF! | #REF! | #REF! | #REF! | #REF! | #REF! | #REF! | #REF! | #REF! | #REF! | #REF! | #REF! | #REF! | #REF! | #REF! | #REF! | #REF! | #REF! | #REF! | #REF! | #REF! | #REF! | #REF! | #REF! | #REF! | #REF! | #REF! | #REF! | #REF! | #REF! | #REF! | #REF! | #REF! | #REF! | #REF! | #REF! | #REF! | #REF! | #REF! | #REF! | #REF! | #REF! | #REF! | #REF! | #REF! | #REF! | #REF! | #REF! | #REF! | #REF! | #REF! | #REF! | #REF! | #REF! | #REF! | #REF! | #REF! | #REF! | #REF! | #REF! | #REF! | #REF! | #REF! | #REF! | #REF! | #REF! | #REF! | #REF! | #REF! | #REF! | #REF! | #REF! | #REF! | #REF! | #REF! | #REF! | #REF! | #REF! | #REF! | #REF! | #REF! | #REF! | #REF! | #REF! | #REF! | #REF! | #REF! | #REF! | #REF! | #REF! | #REF! | #REF! | #REF! | #REF! | #REF! | #REF! | #REF! | #REF! | #REF! | #REF! | #REF! | #REF! | #REF! | #REF! | #REF! | #REF! | #REF! | #REF! | #REF! | #REF! | #REF! | #REF! | #REF! | #REF! | #REF! | #REF! | #REF! | #REF! | #REF! | #REF! | #REF! | #REF! | #REF! | #REF! | #REF! | #REF! | #REF! | #REF! | #REF! | #REF! | #REF! | #REF! | #REF! | #REF! | #REF! | #REF! | #REF! | #REF! | #REF! | #REF! | #REF! | #REF! | #REF! | #REF! | #REF! | #REF! | #REF! | #REF! | #REF! | #REF! | #REF! | #REF! | #REF! | #REF! | #REF! | #REF! | #REF! | #REF! | #REF! | #REF! | #REF! | #REF! | #REF! | #REF! | #REF! | #REF! | #REF! | #REF! | #REF! | #REF! | #REF! | #REF! | #REF! | #REF!
34 | #REF! | [33 empty] | #REF! | #REF! | #REF! | #REF! | #REF! | #REF! | #REF! | #REF! | #REF! | #REF! | #REF! | #REF! | #REF! | #REF! | #REF! | #REF! | #REF! | #REF! | #REF! | #REF! | #REF! | #REF! | #REF! | #REF! | #REF! | #REF! | #REF! | #REF! | #REF! | #REF! | #REF! | #REF! | #REF! | #REF! | #REF! | #REF! | #REF! | #REF! | #REF! | #REF! | #REF! | #REF! | #REF! | #REF! | #REF! | #REF! | #REF! | #REF! | #REF! | #REF! | #REF! | #REF! | #REF! | #REF! | #REF! | #REF! | #REF! | #REF! | #REF! | #REF! | #REF! | #REF! | #REF! | #REF! | #REF! | #REF! | #REF! | #REF! | #REF! | #REF! | #REF! | #REF! | #REF! | #REF! | #REF! | #REF! | #REF! | #REF! | #REF! | #REF! | #REF! | #REF! | #REF! | #REF! | #REF! | #REF! | #REF! | #REF! | #REF! | #REF! | #REF! | #REF! | #REF! | #REF! | #REF! | #REF! | #REF! | #REF! | #REF! | #REF! | #REF! | #REF! | #REF! | #REF! | #REF! | #REF! | #REF! | #REF! | #REF! | #REF! | #REF! | #REF! | #REF! | #REF! | #REF! | #REF! | #REF! | #REF! | #REF! | #REF! | #REF! | #REF! | #REF! | #REF! | #REF! | #REF! | #REF! | #REF! | #REF! | #REF! | #REF! | #REF! | #REF! | #REF! | #REF! | #REF! | #REF! | #REF! | #REF! | #REF! | #REF! | #REF! | #REF! | #REF! | #REF! | #REF! | #REF! | #REF! | #REF! | #REF! | #REF! | #REF! | #REF! | #REF! | #REF! | #REF! | #REF! | #REF! | #REF! | #REF! | #REF! | #REF! | #REF! | #REF! | #REF! | #REF! | #REF! | #REF! | #REF! | #REF! | #REF! | #REF! | #REF! | #REF! | #REF! | #REF! | #REF! | #REF! | #REF! | #REF! | #REF! | #REF! | #REF!
35 | #REF! | [34 empty] | #REF! | #REF! | #REF! | #REF! | #REF! | #REF! | #REF! | #REF! | #REF! | #REF! | #REF! | #REF! | #REF! | #REF! | #REF! | #REF! | #REF! | #REF! | #REF! | #REF! | #REF! | #REF! | #REF! | #REF! | #REF! | #REF! | #REF! | #REF! | #REF! | #REF! | #REF! | #REF! | #REF! | #REF! | #REF! | #REF! | #REF! | #REF! | #REF! | #REF! | #REF! | #REF! | #REF! | #REF! | #REF! | #REF! | #REF! | #REF! | #REF! | #REF! | #REF! | #REF! | #REF! | #REF! | #REF! | #REF! | #REF! | #REF! | #REF! | #REF! | #REF! | #REF! | #REF! | #REF! | #REF! | #REF! | #REF! | #REF! | #REF! | #REF! | #REF! | #REF! | #REF! | #REF! | #REF! | #REF! | #REF! | #REF! | #REF! | #REF! | #REF! | #REF! | #REF! | #REF! | #REF! | #REF! | #REF! | #REF! | #REF! | #REF! | #REF! | #REF! | #REF! | #REF! | #REF! | #REF! | #REF! | #REF! | #REF! | #REF! | #REF! | #REF! | #REF! | #REF! | #REF! | #REF! | #REF! | #REF! | #REF! | #REF! | #REF! | #REF! | #REF! | #REF! | #REF! | #REF! | #REF! | #REF! | #REF! | #REF! | #REF! | #REF! | #REF! | #REF! | #REF! | #REF! | #REF! | #REF! | #REF! | #REF! | #REF! | #REF! | #REF! | #REF! | #REF! | #REF! | #REF! | #REF! | #REF! | #REF! | #REF! | #REF! | #REF! | #REF! | #REF! | #REF! | #REF! | #REF! | #REF! | #REF! | #REF! | #REF! | #REF! | #REF! | #REF! | #REF! | #REF! | #REF! | #REF! | #REF! | #REF! | #REF! | #REF! | #REF! | #REF! | #REF! | #REF! | #REF! | #REF! | #REF! | #REF! | #REF! | #REF! | #REF! | #REF! | #REF! | #REF! | #REF! | #REF! | #REF! | #REF! | #REF!
36 | #REF! | [35 empty] | #REF! | #REF! | #REF! | #REF! | #REF! | #REF! | #REF! | #REF! | #REF! | #REF! | #REF! | #REF! | #REF! | #REF! | #REF! | #REF! | #REF! | #REF! | #REF! | #REF! | #REF! | #REF! | #REF! | #REF! | #REF! | #REF! | #REF! | #REF! | #REF! | #REF! | #REF! | #REF! | #REF! | #REF! | #REF! | #REF! | #REF! | #REF! | #REF! | #REF! | #REF! | #REF! | #REF! | #REF! | #REF! | #REF! | #REF! | #REF! | #REF! | #REF! | #REF! | #REF! | #REF! | #REF! | #REF! | #REF! | #REF! | #REF! | #REF! | #REF! | #REF! | #REF! | #REF! | #REF! | #REF! | #REF! | #REF! | #REF! | #REF! | #REF! | #REF! | #REF! | #REF! | #REF! | #REF! | #REF! | #REF! | #REF! | #REF! | #REF! | #REF! | #REF! | #REF! | #REF! | #REF! | #REF! | #REF! | #REF! | #REF! | #REF! | #REF! | #REF! | #REF! | #REF! | #REF! | #REF! | #REF! | #REF! | #REF! | #REF! | #REF! | #REF! | #REF! | #REF! | #REF! | #REF! | #REF! | #REF! | #REF! | #REF! | #REF! | #REF! | #REF! | #REF! | #REF! | #REF! | #REF! | #REF! | #REF! | #REF! | #REF! | #REF! | #REF! | #REF! | #REF! | #REF! | #REF! | #REF! | #REF! | #REF! | #REF! | #REF! | #REF! | #REF! | #REF! | #REF! | #REF! | #REF! | #REF! | #REF! | #REF! | #REF! | #REF! | #REF! | #REF! | #REF! | #REF! | #REF! | #REF! | #REF! | #REF! | #REF! | #REF! | #REF! | #REF! | #REF! | #REF! | #REF! | #REF! | #REF! | #REF! | #REF! | #REF! | #REF! | #REF! | #REF! | #REF! | #REF! | #REF! | #REF! | #REF! | #REF! | #REF! | #REF! | #REF! | #REF! | #REF! | #REF! | #REF! | #REF! | #REF!
37 | #REF! | [36 empty] | #REF! | #REF! | #REF! | #REF! | #REF! | #REF! | #REF! | #REF! | #REF! | #REF! | #REF! | #REF! | #REF! | #REF! | #REF! | #REF! | #REF! | #REF! | #REF! | #REF! | #REF! | #REF! | #REF! | #REF! | #REF! | #REF! | #REF! | #REF! | #REF! | #REF! | #REF! | #REF! | #REF! | #REF! | #REF! | #REF! | #REF! | #REF! | #REF! | #REF! | #REF! | #REF! | #REF! | #REF! | #REF! | #REF! | #REF! | #REF! | #REF! | #REF! | #REF! | #REF! | #REF! | #REF! | #REF! | #REF! | #REF! | #REF! | #REF! | #REF! | #REF! | #REF! | #REF! | #REF! | #REF! | #REF! | #REF! | #REF! | #REF! | #REF! | #REF! | #REF! | #REF! | #REF! | #REF! | #REF! | #REF! | #REF! | #REF! | #REF! | #REF! | #REF! | #REF! | #REF! | #REF! | #REF! | #REF! | #REF! | #REF! | #REF! | #REF! | #REF! | #REF! | #REF! | #REF! | #REF! | #REF! | #REF! | #REF! | #REF! | #REF! | #REF! | #REF! | #REF! | #REF! | #REF! | #REF! | #REF! | #REF! | #REF! | #REF! | #REF! | #REF! | #REF! | #REF! | #REF! | #REF! | #REF! | #REF! | #REF! | #REF! | #REF! | #REF! | #REF! | #REF! | #REF! | #REF! | #REF! | #REF! | #REF! | #REF! | #REF! | #REF! | #REF! | #REF! | #REF! | #REF! | #REF! | #REF! | #REF! | #REF! | #REF! | #REF! | #REF! | #REF! | #REF! | #REF! | #REF! | #REF! | #REF! | #REF! | #REF! | #REF! | #REF! | #REF! | #REF! | #REF! | #REF! | #REF! | #REF! | #REF! | #REF! | #REF! | #REF! | #REF! | #REF! | #REF! | #REF! | #REF! | #REF! | #REF! | #REF! | #REF! | #REF! | #REF! | #REF! | #REF! | #REF! | #REF! | #REF!
38 | #REF! | [37 empty] | #REF! | #REF! | #REF! | #REF! | #REF! | #REF! | #REF! | #REF! | #REF! | #REF! | #REF! | #REF! | #REF! | #REF! | #REF! | #REF! | #REF! | #REF! | #REF! | #REF! | #REF! | #REF! | #REF! | #REF! | #REF! | #REF! | #REF! | #REF! | #REF! | #REF! | #REF! | #REF! | #REF! | #REF! | #REF! | #REF! | #REF! | #REF! | #REF! | #REF! | #REF! | #REF! | #REF! | #REF! | #REF! | #REF! | #REF! | #REF! | #REF! | #REF! | #REF! | #REF! | #REF! | #REF! | #REF! | #REF! | #REF! | #REF! | #REF! | #REF! | #REF! | #REF! | #REF! | #REF! | #REF! | #REF! | #REF! | #REF! | #REF! | #REF! | #REF! | #REF! | #REF! | #REF! | #REF! | #REF! | #REF! | #REF! | #REF! | #REF! | #REF! | #REF! | #REF! | #REF! | #REF! | #REF! | #REF! | #REF! | #REF! | #REF! | #REF! | #REF! | #REF! | #REF! | #REF! | #REF! | #REF! | #REF! | #REF! | #REF! | #REF! | #REF! | #REF! | #REF! | #REF! | #REF! | #REF! | #REF! | #REF! | #REF! | #REF! | #REF! | #REF! | #REF! | #REF! | #REF! | #REF! | #REF! | #REF! | #REF! | #REF! | #REF! | #REF! | #REF! | #REF! | #REF! | #REF! | #REF! | #REF! | #REF! | #REF! | #REF! | #REF! | #REF! | #REF! | #REF! | #REF! | #REF! | #REF! | #REF! | #REF! | #REF! | #REF! | #REF! | #REF! | #REF! | #REF! | #REF! | #REF! | #REF! | #REF! | #REF! | #REF! | #REF! | #REF! | #REF! | #REF! | #REF! | #REF! | #REF! | #REF! | #REF! | #REF! | #REF! | #REF! | #REF! | #REF! | #REF! | #REF! | #REF! | #REF! | #REF! | #REF! | #REF! | #REF! | #REF! | #REF! | #REF! | #REF!
39 | #REF! | [38 empty] | #REF! | #REF! | #REF! | #REF! | #REF! | #REF! | #REF! | #REF! | #REF! | #REF! | #REF! | #REF! | #REF! | #REF! | #REF! | #REF! | #REF! | #REF! | #REF! | #REF! | #REF! | #REF! | #REF! | #REF! | #REF! | #REF! | #REF! | #REF! | #REF! | #REF! | #REF! | #REF! | #REF! | #REF! | #REF! | #REF! | #REF! | #REF! | #REF! | #REF! | #REF! | #REF! | #REF! | #REF! | #REF! | #REF! | #REF! | #REF! | #REF! | #REF! | #REF! | #REF! | #REF! | #REF! | #REF! | #REF! | #REF! | #REF! | #REF! | #REF! | #REF! | #REF! | #REF! | #REF! | #REF! | #REF! | #REF! | #REF! | #REF! | #REF! | #REF! | #REF! | #REF! | #REF! | #REF! | #REF! | #REF! | #REF! | #REF! | #REF! | #REF! | #REF! | #REF! | #REF! | #REF! | #REF! | #REF! | #REF! | #REF! | #REF! | #REF! | #REF! | #REF! | #REF! | #REF! | #REF! | #REF! | #REF! | #REF! | #REF! | #REF! | #REF! | #REF! | #REF! | #REF! | #REF! | #REF! | #REF! | #REF! | #REF! | #REF! | #REF! | #REF! | #REF! | #REF! | #REF! | #REF! | #REF! | #REF! | #REF! | #REF! | #REF! | #REF! | #REF! | #REF! | #REF! | #REF! | #REF! | #REF! | #REF! | #REF! | #REF! | #REF! | #REF! | #REF! | #REF! | #REF! | #REF! | #REF! | #REF! | #REF! | #REF! | #REF! | #REF! | #REF! | #REF! | #REF! | #REF! | #REF! | #REF! | #REF! | #REF! | #REF! | #REF! | #REF! | #REF! | #REF! | #REF! | #REF! | #REF! | #REF! | #REF! | #REF! | #REF! | #REF! | #REF! | #REF! | #REF! | #REF! | #REF! | #REF! | #REF! | #REF! | #REF! | #REF! | #REF! | #REF! | #REF!
40 | #REF! | [39 empty] | #REF! | #REF! | #REF! | #REF! | #REF! | #REF! | #REF! | #REF! | #REF! | #REF! | #REF! | #REF! | #REF! | #REF! | #REF! | #REF! | #REF! | #REF! | #REF! | #REF! | #REF! | #REF! | #REF! | #REF! | #REF! | #REF! | #REF! | #REF! | #REF! | #REF! | #REF! | #REF! | #REF! | #REF! | #REF! | #REF! | #REF! | #REF! | #REF! | #REF! | #REF! | #REF! | #REF! | #REF! | #REF! | #REF! | #REF! | #REF! | #REF! | #REF! | #REF! | #REF! | #REF! | #REF! | #REF! | #REF! | #REF! | #REF! | #REF! | #REF! | #REF! | #REF! | #REF! | #REF! | #REF! | #REF! | #REF! | #REF! | #REF! | #REF! | #REF! | #REF! | #REF! | #REF! | #REF! | #REF! | #REF! | #REF! | #REF! | #REF! | #REF! | #REF! | #REF! | #REF! | #REF! | #REF! | #REF! | #REF! | #REF! | #REF! | #REF! | #REF! | #REF! | #REF! | #REF! | #REF! | #REF! | #REF! | #REF! | #REF! | #REF! | #REF! | #REF! | #REF! | #REF! | #REF! | #REF! | #REF! | #REF! | #REF! | #REF! | #REF! | #REF! | #REF! | #REF! | #REF! | #REF! | #REF! | #REF! | #REF! | #REF! | #REF! | #REF! | #REF! | #REF! | #REF! | #REF! | #REF! | #REF! | #REF! | #REF! | #REF! | #REF! | #REF! | #REF! | #REF! | #REF! | #REF! | #REF! | #REF! | #REF! | #REF! | #REF! | #REF! | #REF! | #REF! | #REF! | #REF! | #REF! | #REF! | #REF! | #REF! | #REF! | #REF! | #REF! | #REF! | #REF! | #REF! | #REF! | #REF! | #REF! | #REF! | #REF! | #REF! | #REF! | #REF! | #REF! | #REF! | #REF! | #REF! | #REF! | #REF! | #REF! | #REF! | #REF! | #REF! | #REF!
41 | #REF! | [40 empty] | #REF! | #REF! | #REF! | #REF! | #REF! | #REF! | #REF! | #REF! | #REF! | #REF! | #REF! | #REF! | #REF! | #REF! | #REF! | #REF! | #REF! | #REF! | #REF! | #REF! | #REF! | #REF! | #REF! | #REF! | #REF! | #REF! | #REF! | #REF! | #REF! | #REF! | #REF! | #REF! | #REF! | #REF! | #REF! | #REF! | #REF! | #REF! | #REF! | #REF! | #REF! | #REF! | #REF! | #REF! | #REF! | #REF! | #REF! | #REF! | #REF! | #REF! | #REF! | #REF! | #REF! | #REF! | #REF! | #REF! | #REF! | #REF! | #REF! | #REF! | #REF! | #REF! | #REF! | #REF! | #REF! | #REF! | #REF! | #REF! | #REF! | #REF! | #REF! | #REF! | #REF! | #REF! | #REF! | #REF! | #REF! | #REF! | #REF! | #REF! | #REF! | #REF! | #REF! | #REF! | #REF! | #REF! | #REF! | #REF! | #REF! | #REF! | #REF! | #REF! | #REF! | #REF! | #REF! | #REF! | #REF! | #REF! | #REF! | #REF! | #REF! | #REF! | #REF! | #REF! | #REF! | #REF! | #REF! | #REF! | #REF! | #REF! | #REF! | #REF! | #REF! | #REF! | #REF! | #REF! | #REF! | #REF! | #REF! | #REF! | #REF! | #REF! | #REF! | #REF! | #REF! | #REF! | #REF! | #REF! | #REF! | #REF! | #REF! | #REF! | #REF! | #REF! | #REF! | #REF! | #REF! | #REF! | #REF! | #REF! | #REF! | #REF! | #REF! | #REF! | #REF! | #REF! | #REF! | #REF! | #REF! | #REF! | #REF! | #REF! | #REF! | #REF! | #REF! | #REF! | #REF! | #REF! | #REF! | #REF! | #REF! | #REF! | #REF! | #REF! | #REF! | #REF! | #REF! | #REF! | #REF! | #REF! | #REF! | #REF! | #REF! | #REF! | #REF! | #REF!
42 | #REF! | [41 empty] | #REF! | #REF! | #REF! | #REF! | #REF! | #REF! | #REF! | #REF! | #REF! | #REF! | #REF! | #REF! | #REF! | #REF! | #REF! | #REF! | #REF! | #REF! | #REF! | #REF! | #REF! | #REF! | #REF! | #REF! | #REF! | #REF! | #REF! | #REF! | #REF! | #REF! | #REF! | #REF! | #REF! | #REF! | #REF! | #REF! | #REF! | #REF! | #REF! | #REF! | #REF! | #REF! | #REF! | #REF! | #REF! | #REF! | #REF! | #REF! | #REF! | #REF! | #REF! | #REF! | #REF! | #REF! | #REF! | #REF! | #REF! | #REF! | #REF! | #REF! | #REF! | #REF! | #REF! | #REF! | #REF! | #REF! | #REF! | #REF! | #REF! | #REF! | #REF! | #REF! | #REF! | #REF! | #REF! | #REF! | #REF! | #REF! | #REF! | #REF! | #REF! | #REF! | #REF! | #REF! | #REF! | #REF! | #REF! | #REF! | #REF! | #REF! | #REF! | #REF! | #REF! | #REF! | #REF! | #REF! | #REF! | #REF! | #REF! | #REF! | #REF! | #REF! | #REF! | #REF! | #REF! | #REF! | #REF! | #REF! | #REF! | #REF! | #REF! | #REF! | #REF! | #REF! | #REF! | #REF! | #REF! | #REF! | #REF! | #REF! | #REF! | #REF! | #REF! | #REF! | #REF! | #REF! | #REF! | #REF! | #REF! | #REF! | #REF! | #REF! | #REF! | #REF! | #REF! | #REF! | #REF! | #REF! | #REF! | #REF! | #REF! | #REF! | #REF! | #REF! | #REF! | #REF! | #REF! | #REF! | #REF! | #REF! | #REF! | #REF! | #REF! | #REF! | #REF! | #REF! | #REF! | #REF! | #REF! | #REF! | #REF! | #REF! | #REF! | #REF! | #REF! | #REF! | #REF! | #REF! | #REF! | #REF! | #REF! | #REF! | #REF! | #REF! | #REF!
43 | #REF! | [42 empty] | #REF! | #REF! | #REF! | #REF! | #REF! | #REF! | #REF! | #REF! | #REF! | #REF! | #REF! | #REF! | #REF! | #REF! | #REF! | #REF! | #REF! | #REF! | #REF! | #REF! | #REF! | #REF! | #REF! | #REF! | #REF! | #REF! | #REF! | #REF! | #REF! | #REF! | #REF! | #REF! | #REF! | #REF! | #REF! | #REF! | #REF! | #REF! | #REF! | #REF! | #REF! | #REF! | #REF! | #REF! | #REF! | #REF! | #REF! | #REF! | #REF! | #REF! | #REF! | #REF! | #REF! | #REF! | #REF! | #REF! | #REF! | #REF! | #REF! | #REF! | #REF! | #REF! | #REF! | #REF! | #REF! | #REF! | #REF! | #REF! | #REF! | #REF! | #REF! | #REF! | #REF! | #REF! | #REF! | #REF! | #REF! | #REF! | #REF! | #REF! | #REF! | #REF! | #REF! | #REF! | #REF! | #REF! | #REF! | #REF! | #REF! | #REF! | #REF! | #REF! | #REF! | #REF! | #REF! | #REF! | #REF! | #REF! | #REF! | #REF! | #REF! | #REF! | #REF! | #REF! | #REF! | #REF! | #REF! | #REF! | #REF! | #REF! | #REF! | #REF! | #REF! | #REF! | #REF! | #REF! | #REF! | #REF! | #REF! | #REF! | #REF! | #REF! | #REF! | #REF! | #REF! | #REF! | #REF! | #REF! | #REF! | #REF! | #REF! | #REF! | #REF! | #REF! | #REF! | #REF! | #REF! | #REF! | #REF! | #REF! | #REF! | #REF! | #REF! | #REF! | #REF! | #REF! | #REF! | #REF! | #REF! | #REF! | #REF! | #REF! | #REF! | #REF! | #REF! | #REF! | #REF! | #REF! | #REF! | #REF! | #REF! | #REF! | #REF! | #REF! | #REF! | #REF! | #REF! | #REF! | #REF! | #REF! | #REF! | #REF! | #REF! | #REF!
44 | #REF! | [43 empty] | #REF! | #REF! | #REF! | #REF! | #REF! | #REF! | #REF! | #REF! | #REF! | #REF! | #REF! | #REF! | #REF! | #REF! | #REF! | #REF! | #REF! | #REF! | #REF! | #REF! | #REF! | #REF! | #REF! | #REF! | #REF! | #REF! | #REF! | #REF! | #REF! | #REF! | #REF! | #REF! | #REF! | #REF! | #REF! | #REF! | #REF! | #REF! | #REF! | #REF! | #REF! | #REF! | #REF! | #REF! | #REF! | #REF! | #REF! | #REF! | #REF! | #REF! | #REF! | #REF! | #REF! | #REF! | #REF! | #REF! | #REF! | #REF! | #REF! | #REF! | #REF! | #REF! | #REF! | #REF! | #REF! | #REF! | #REF! | #REF! | #REF! | #REF! | #REF! | #REF! | #REF! | #REF! | #REF! | #REF! | #REF! | #REF! | #REF! | #REF! | #REF! | #REF! | #REF! | #REF! | #REF! | #REF! | #REF! | #REF! | #REF! | #REF! | #REF! | #REF! | #REF! | #REF! | #REF! | #REF! | #REF! | #REF! | #REF! | #REF! | #REF! | #REF! | #REF! | #REF! | #REF! | #REF! | #REF! | #REF! | #REF! | #REF! | #REF! | #REF! | #REF! | #REF! | #REF! | #REF! | #REF! | #REF! | #REF! | #REF! | #REF! | #REF! | #REF! | #REF! | #REF! | #REF! | #REF! | #REF! | #REF! | #REF! | #REF! | #REF! | #REF! | #REF! | #REF! | #REF! | #REF! | #REF! | #REF! | #REF! | #REF! | #REF! | #REF! | #REF! | #REF! | #REF! | #REF! | #REF! | #REF! | #REF! | #REF! | #REF! | #REF! | #REF! | #REF! | #REF! | #REF! | #REF! | #REF! | #REF! | #REF! | #REF! | #REF! | #REF! | #REF! | #REF! | #REF! | #REF! | #REF! | #REF! | #REF! | #REF! | #REF!
45 | #REF! | [44 empty] | #REF! | #REF! | #REF! | #REF! | #REF! | #REF! | #REF! | #REF! | #REF! | #REF! | #REF! | #REF! | #REF! | #REF! | #REF! | #REF! | #REF! | #REF! | #REF! | #REF! | #REF! | #REF! | #REF! | #REF! | #REF! | #REF! | #REF! | #REF! | #REF! | #REF! | #REF! | #REF! | #REF! | #REF! | #REF! | #REF! | #REF! | #REF! | #REF! | #REF! | #REF! | #REF! | #REF! | #REF! | #REF! | #REF! | #REF! | #REF! | #REF! | #REF! | #REF! | #REF! | #REF! | #REF! | #REF! | #REF! | #REF! | #REF! | #REF! | #REF! | #REF! | #REF! | #REF! | #REF! | #REF! | #REF! | #REF! | #REF! | #REF! | #REF! | #REF! | #REF! | #REF! | #REF! | #REF! | #REF! | #REF! | #REF! | #REF! | #REF! | #REF! | #REF! | #REF! | #REF! | #REF! | #REF! | #REF! | #REF! | #REF! | #REF! | #REF! | #REF! | #REF! | #REF! | #REF! | #REF! | #REF! | #REF! | #REF! | #REF! | #REF! | #REF! | #REF! | #REF! | #REF! | #REF! | #REF! | #REF! | #REF! | #REF! | #REF! | #REF! | #REF! | #REF! | #REF! | #REF! | #REF! | #REF! | #REF! | #REF! | #REF! | #REF! | #REF! | #REF! | #REF! | #REF! | #REF! | #REF! | #REF! | #REF! | #REF! | #REF! | #REF! | #REF! | #REF! | #REF! | #REF! | #REF! | #REF! | #REF! | #REF! | #REF! | #REF! | #REF! | #REF! | #REF! | #REF! | #REF! | #REF! | #REF! | #REF! | #REF! | #REF! | #REF! | #REF! | #REF! | #REF! | #REF! | #REF! | #REF! | #REF! | #REF! | #REF! | #REF! | #REF! | #REF! | #REF! | #REF! | #REF! | #REF! | #REF! | #REF!
46 | #REF! | [45 empty] | #REF! | #REF! | #REF! | #REF! | #REF! | #REF! | #REF! | #REF! | #REF! | #REF! | #REF! | #REF! | #REF! | #REF! | #REF! | #REF! | #REF! | #REF! | #REF! | #REF! | #REF! | #REF! | #REF! | #REF! | #REF! | #REF! | #REF! | #REF! | #REF! | #REF! | #REF! | #REF! | #REF! | #REF! | #REF! | #REF! | #REF! | #REF! | #REF! | #REF! | #REF! | #REF! | #REF! | #REF! | #REF! | #REF! | #REF! | #REF! | #REF! | #REF! | #REF! | #REF! | #REF! | #REF! | #REF! | #REF! | #REF! | #REF! | #REF! | #REF! | #REF! | #REF! | #REF! | #REF! | #REF! | #REF! | #REF! | #REF! | #REF! | #REF! | #REF! | #REF! | #REF! | #REF! | #REF! | #REF! | #REF! | #REF! | #REF! | #REF! | #REF! | #REF! | #REF! | #REF! | #REF! | #REF! | #REF! | #REF! | #REF! | #REF! | #REF! | #REF! | #REF! | #REF! | #REF! | #REF! | #REF! | #REF! | #REF! | #REF! | #REF! | #REF! | #REF! | #REF! | #REF! | #REF! | #REF! | #REF! | #REF! | #REF! | #REF! | #REF! | #REF! | #REF! | #REF! | #REF! | #REF! | #REF! | #REF! | #REF! | #REF! | #REF! | #REF! | #REF! | #REF! | #REF! | #REF! | #REF! | #REF! | #REF! | #REF! | #REF! | #REF! | #REF! | #REF! | #REF! | #REF! | #REF! | #REF! | #REF! | #REF! | #REF! | #REF! | #REF! | #REF! | #REF! | #REF! | #REF! | #REF! | #REF! | #REF! | #REF! | #REF! | #REF! | #REF! | #REF! | #REF! | #REF! | #REF! | #REF! | #REF! | #REF! | #REF! | #REF! | #REF! | #REF! | #REF! | #REF! | #REF! | #REF! | #REF!
47 | #REF! | [46 empty] | #REF! | #REF! | #REF! | #REF! | #REF! | #REF! | #REF! | #REF! | #REF! | #REF! | #REF! | #REF! | #REF! | #REF! | #REF! | #REF! | #REF! | #REF! | #REF! | #REF! | #REF! | #REF! | #REF! | #REF! | #REF! | #REF! | #REF! | #REF! | #REF! | #REF! | #REF! | #REF! | #REF! | #REF! | #REF! | #REF! | #REF! | #REF! | #REF! | #REF! | #REF! | #REF! | #REF! | #REF! | #REF! | #REF! | #REF! | #REF! | #REF! | #REF! | #REF! | #REF! | #REF! | #REF! | #REF! | #REF! | #REF! | #REF! | #REF! | #REF! | #REF! | #REF! | #REF! | #REF! | #REF! | #REF! | #REF! | #REF! | #REF! | #REF! | #REF! | #REF! | #REF! | #REF! | #REF! | #REF! | #REF! | #REF! | #REF! | #REF! | #REF! | #REF! | #REF! | #REF! | #REF! | #REF! | #REF! | #REF! | #REF! | #REF! | #REF! | #REF! | #REF! | #REF! | #REF! | #REF! | #REF! | #REF! | #REF! | #REF! | #REF! | #REF! | #REF! | #REF! | #REF! | #REF! | #REF! | #REF! | #REF! | #REF! | #REF! | #REF! | #REF! | #REF! | #REF! | #REF! | #REF! | #REF! | #REF! | #REF! | #REF! | #REF! | #REF! | #REF! | #REF! | #REF! | #REF! | #REF! | #REF! | #REF! | #REF! | #REF! | #REF! | #REF! | #REF! | #REF! | #REF! | #REF! | #REF! | #REF! | #REF! | #REF! | #REF! | #REF! | #REF! | #REF! | #REF! | #REF! | #REF! | #REF! | #REF! | #REF! | #REF! | #REF! | #REF! | #REF! | #REF! | #REF! | #REF! | #REF! | #REF! | #REF! | #REF! | #REF! | #REF! | #REF! | #REF! | #REF! | #REF! | #REF!
48 | #REF! | [47 empty] | #REF! | #REF! | #REF! | #REF! | #REF! | #REF! | #REF! | #REF! | #REF! | #REF! | #REF! | #REF! | #REF! | #REF! | #REF! | #REF! | #REF! | #REF! | #REF! | #REF! | #REF! | #REF! | #REF! | #REF! | #REF! | #REF! | #REF! | #REF! | #REF! | #REF! | #REF! | #REF! | #REF! | #REF! | #REF! | #REF! | #REF! | #REF! | #REF! | #REF! | #REF! | #REF! | #REF! | #REF! | #REF! | #REF! | #REF! | #REF! | #REF! | #REF! | #REF! | #REF! | #REF! | #REF! | #REF! | #REF! | #REF! | #REF! | #REF! | #REF! | #REF! | #REF! | #REF! | #REF! | #REF! | #REF! | #REF! | #REF! | #REF! | #REF! | #REF! | #REF! | #REF! | #REF! | #REF! | #REF! | #REF! | #REF! | #REF! | #REF! | #REF! | #REF! | #REF! | #REF! | #REF! | #REF! | #REF! | #REF! | #REF! | #REF! | #REF! | #REF! | #REF! | #REF! | #REF! | #REF! | #REF! | #REF! | #REF! | #REF! | #REF! | #REF! | #REF! | #REF! | #REF! | #REF! | #REF! | #REF! | #REF! | #REF! | #REF! | #REF! | #REF! | #REF! | #REF! | #REF! | #REF! | #REF! | #REF! | #REF! | #REF! | #REF! | #REF! | #REF! | #REF! | #REF! | #REF! | #REF! | #REF! | #REF! | #REF! | #REF! | #REF! | #REF! | #REF! | #REF! | #REF! | #REF! | #REF! | #REF! | #REF! | #REF! | #REF! | #REF! | #REF! | #REF! | #REF! | #REF! | #REF! | #REF! | #REF! | #REF! | #REF! | #REF! | #REF! | #REF! | #REF! | #REF! | #REF! | #REF! | #REF! | #REF! | #REF! | #REF! | #REF! | #REF! | #REF! | #REF! | #REF!
49 | #REF! | [48 empty] | #REF! | #REF! | #REF! | #REF! | #REF! | #REF! | #REF! | #REF! | #REF! | #REF! | #REF! | #REF! | #REF! | #REF! | #REF! | #REF! | #REF! | #REF! | #REF! | #REF! | #REF! | #REF! | #REF! | #REF! | #REF! | #REF! | #REF! | #REF! | #REF! | #REF! | #REF! | #REF! | #REF! | #REF! | #REF! | #REF! | #REF! | #REF! | #REF! | #REF! | #REF! | #REF! | #REF! | #REF! | #REF! | #REF! | #REF! | #REF! | #REF! | #REF! | #REF! | #REF! | #REF! | #REF! | #REF! | #REF! | #REF! | #REF! | #REF! | #REF! | #REF! | #REF! | #REF! | #REF! | #REF! | #REF! | #REF! | #REF! | #REF! | #REF! | #REF! | #REF! | #REF! | #REF! | #REF! | #REF! | #REF! | #REF! | #REF! | #REF! | #REF! | #REF! | #REF! | #REF! | #REF! | #REF! | #REF! | #REF! | #REF! | #REF! | #REF! | #REF! | #REF! | #REF! | #REF! | #REF! | #REF! | #REF! | #REF! | #REF! | #REF! | #REF! | #REF! | #REF! | #REF! | #REF! | #REF! | #REF! | #REF! | #REF! | #REF! | #REF! | #REF! | #REF! | #REF! | #REF! | #REF! | #REF! | #REF! | #REF! | #REF! | #REF! | #REF! | #REF! | #REF! | #REF! | #REF! | #REF! | #REF! | #REF! | #REF! | #REF! | #REF! | #REF! | #REF! | #REF! | #REF! | #REF! | #REF! | #REF! | #REF! | #REF! | #REF! | #REF! | #REF! | #REF! | #REF! | #REF! | #REF! | #REF! | #REF! | #REF! | #REF! | #REF! | #REF! | #REF! | #REF! | #REF! | #REF! | #REF! | #REF! | #REF! | #REF! | #REF! | #REF! | #REF! | #REF! | #REF!
50 | #REF! | [49 empty] | #REF! | #REF! | #REF! | #REF! | #REF! | #REF! | #REF! | #REF! | #REF! | #REF! | #REF! | #REF! | #REF! | #REF! | #REF! | #REF! | #REF! | #REF! | #REF! | #REF! | #REF! | #REF! | #REF! | #REF! | #REF! | #REF! | #REF! | #REF! | #REF! | #REF! | #REF! | #REF! | #REF! | #REF! | #REF! | #REF! | #REF! | #REF! | #REF! | #REF! | #REF! | #REF! | #REF! | #REF! | #REF! | #REF! | #REF! | #REF! | #REF! | #REF! | #REF! | #REF! | #REF! | #REF! | #REF! | #REF! | #REF! | #REF! | #REF! | #REF! | #REF! | #REF! | #REF! | #REF! | #REF! | #REF! | #REF! | #REF! | #REF! | #REF! | #REF! | #REF! | #REF! | #REF! | #REF! | #REF! | #REF! | #REF! | #REF! | #REF! | #REF! | #REF! | #REF! | #REF! | #REF! | #REF! | #REF! | #REF! | #REF! | #REF! | #REF! | #REF! | #REF! | #REF! | #REF! | #REF! | #REF! | #REF! | #REF! | #REF! | #REF! | #REF! | #REF! | #REF! | #REF! | #REF! | #REF! | #REF! | #REF! | #REF! | #REF! | #REF! | #REF! | #REF! | #REF! | #REF! | #REF! | #REF! | #REF! | #REF! | #REF! | #REF! | #REF! | #REF! | #REF! | #REF! | #REF! | #REF! | #REF! | #REF! | #REF! | #REF! | #REF! | #REF! | #REF! | #REF! | #REF! | #REF! | #REF! | #REF! | #REF! | #REF! | #REF! | #REF! | #REF! | #REF! | #REF! | #REF! | #REF! | #REF! | #REF! | #REF! | #REF! | #REF! | #REF! | #REF! | #REF! | #REF! | #REF! | #REF! | #REF! | #REF! | #REF! | #REF! | #REF! | #REF! | #REF!
51 | #REF! | [50 empty] | #REF! | #REF! | #REF! | #REF! | #REF! | #REF! | #REF! | #REF! | #REF! | #REF! | #REF! | #REF! | #REF! | #REF! | #REF! | #REF! | #REF! | #REF! | #REF! | #REF! | #REF! | #REF! | #REF! | #REF! | #REF! | #REF! | #REF! | #REF! | #REF! | #REF! | #REF! | #REF! | #REF! | #REF! | #REF! | #REF! | #REF! | #REF! | #REF! | #REF! | #REF! | #REF! | #REF! | #REF! | #REF! | #REF! | #REF! | #REF! | #REF! | #REF! | #REF! | #REF! | #REF! | #REF! | #REF! | #REF! | #REF! | #REF! | #REF! | #REF! | #REF! | #REF! | #REF! | #REF! | #REF! | #REF! | #REF! | #REF! | #REF! | #REF! | #REF! | #REF! | #REF! | #REF! | #REF! | #REF! | #REF! | #REF! | #REF! | #REF! | #REF! | #REF! | #REF! | #REF! | #REF! | #REF! | #REF! | #REF! | #REF! | #REF! | #REF! | #REF! | #REF! | #REF! | #REF! | #REF! | #REF! | #REF! | #REF! | #REF! | #REF! | #REF! | #REF! | #REF! | #REF! | #REF! | #REF! | #REF! | #REF! | #REF! | #REF! | #REF! | #REF! | #REF! | #REF! | #REF! | #REF! | #REF! | #REF! | #REF! | #REF! | #REF! | #REF! | #REF! | #REF! | #REF! | #REF! | #REF! | #REF! | #REF! | #REF! | #REF! | #REF! | #REF! | #REF! | #REF! | #REF! | #REF! | #REF! | #REF! | #REF! | #REF! | #REF! | #REF! | #REF! | #REF! | #REF! | #REF! | #REF! | #REF! | #REF! | #REF! | #REF! | #REF! | #REF! | #REF! | #REF! | #REF! | #REF! | #REF! | #REF! | #REF! | #REF! | #REF! | #REF! | #REF!
52 | #REF! | [51 empty] | #REF! | #REF! | #REF! | #REF! | #REF! | #REF! | #REF! | #REF! | #REF! | #REF! | #REF! | #REF! | #REF! | #REF! | #REF! | #REF! | #REF! | #REF! | #REF! | #REF! | #REF! | #REF! | #REF! | #REF! | #REF! | #REF! | #REF! | #REF! | #REF! | #REF! | #REF! | #REF! | #REF! | #REF! | #REF! | #REF! | #REF! | #REF! | #REF! | #REF! | #REF! | #REF! | #REF! | #REF! | #REF! | #REF! | #REF! | #REF! | #REF! | #REF! | #REF! | #REF! | #REF! | #REF! | #REF! | #REF! | #REF! | #REF! | #REF! | #REF! | #REF! | #REF! | #REF! | #REF! | #REF! | #REF! | #REF! | #REF! | #REF! | #REF! | #REF! | #REF! | #REF! | #REF! | #REF! | #REF! | #REF! | #REF! | #REF! | #REF! | #REF! | #REF! | #REF! | #REF! | #REF! | #REF! | #REF! | #REF! | #REF! | #REF! | #REF! | #REF! | #REF! | #REF! | #REF! | #REF! | #REF! | #REF! | #REF! | #REF! | #REF! | #REF! | #REF! | #REF! | #REF! | #REF! | #REF! | #REF! | #REF! | #REF! | #REF! | #REF! | #REF! | #REF! | #REF! | #REF! | #REF! | #REF! | #REF! | #REF! | #REF! | #REF! | #REF! | #REF! | #REF! | #REF! | #REF! | #REF! | #REF! | #REF! | #REF! | #REF! | #REF! | #REF! | #REF! | #REF! | #REF! | #REF! | #REF! | #REF! | #REF! | #REF! | #REF! | #REF! | #REF! | #REF! | #REF! | #REF! | #REF! | #REF! | #REF! | #REF! | #REF! | #REF! | #REF! | #REF! | #REF! | #REF! | #REF! | #REF! | #REF! | #REF! | #REF! | #REF! | #REF!
53 | #REF! | [52 empty] | #REF! | #REF! | #REF! | #REF! | #REF! | #REF! | #REF! | #REF! | #REF! | #REF! | #REF! | #REF! | #REF! | #REF! | #REF! | #REF! | #REF! | #REF! | #REF! | #REF! | #REF! | #REF! | #REF! | #REF! | #REF! | #REF! | #REF! | #REF! | #REF! | #REF! | #REF! | #REF! | #REF! | #REF! | #REF! | #REF! | #REF! | #REF! | #REF! | #REF! | #REF! | #REF! | #REF! | #REF! | #REF! | #REF! | #REF! | #REF! | #REF! | #REF! | #REF! | #REF! | #REF! | #REF! | #REF! | #REF! | #REF! | #REF! | #REF! | #REF! | #REF! | #REF! | #REF! | #REF! | #REF! | #REF! | #REF! | #REF! | #REF! | #REF! | #REF! | #REF! | #REF! | #REF! | #REF! | #REF! | #REF! | #REF! | #REF! | #REF! | #REF! | #REF! | #REF! | #REF! | #REF! | #REF! | #REF! | #REF! | #REF! | #REF! | #REF! | #REF! | #REF! | #REF! | #REF! | #REF! | #REF! | #REF! | #REF! | #REF! | #REF! | #REF! | #REF! | #REF! | #REF! | #REF! | #REF! | #REF! | #REF! | #REF! | #REF! | #REF! | #REF! | #REF! | #REF! | #REF! | #REF! | #REF! | #REF! | #REF! | #REF! | #REF! | #REF! | #REF! | #REF! | #REF! | #REF! | #REF! | #REF! | #REF! | #REF! | #REF! | #REF! | #REF! | #REF! | #REF! | #REF! | #REF! | #REF! | #REF! | #REF! | #REF! | #REF! | #REF! | #REF! | #REF! | #REF! | #REF! | #REF! | #REF! | #REF! | #REF! | #REF! | #REF! | #REF! | #REF! | #REF! | #REF! | #REF! | #REF! | #REF! | #REF! | #REF! | #REF!
54 | #REF! | [53 empty] | #REF! | #REF! | #REF! | #REF! | #REF! | #REF! | #REF! | #REF! | #REF! | #REF! | #REF! | #REF! | #REF! | #REF! | #REF! | #REF! | #REF! | #REF! | #REF! | #REF! | #REF! | #REF! | #REF! | #REF! | #REF! | #REF! | #REF! | #REF! | #REF! | #REF! | #REF! | #REF! | #REF! | #REF! | #REF! | #REF! | #REF! | #REF! | #REF! | #REF! | #REF! | #REF! | #REF! | #REF! | #REF! | #REF! | #REF! | #REF! | #REF! | #REF! | #REF! | #REF! | #REF! | #REF! | #REF! | #REF! | #REF! | #REF! | #REF! | #REF! | #REF! | #REF! | #REF! | #REF! | #REF! | #REF! | #REF! | #REF! | #REF! | #REF! | #REF! | #REF! | #REF! | #REF! | #REF! | #REF! | #REF! | #REF! | #REF! | #REF! | #REF! | #REF! | #REF! | #REF! | #REF! | #REF! | #REF! | #REF! | #REF! | #REF! | #REF! | #REF! | #REF! | #REF! | #REF! | #REF! | #REF! | #REF! | #REF! | #REF! | #REF! | #REF! | #REF! | #REF! | #REF! | #REF! | #REF! | #REF! | #REF! | #REF! | #REF! | #REF! | #REF! | #REF! | #REF! | #REF! | #REF! | #REF! | #REF! | #REF! | #REF! | #REF! | #REF! | #REF! | #REF! | #REF! | #REF! | #REF! | #REF! | #REF! | #REF! | #REF! | #REF! | #REF! | #REF! | #REF! | #REF! | #REF! | #REF! | #REF! | #REF! | #REF! | #REF! | #REF! | #REF! | #REF! | #REF! | #REF! | #REF! | #REF! | #REF! | #REF! | #REF! | #REF! | #REF! | #REF! | #REF! | #REF! | #REF! | #REF! | #REF! | #REF! | #REF!
55 | #REF! | [54 empty] | #REF! | #REF! | #REF! | #REF! | #REF! | #REF! | #REF! | #REF! | #REF! | #REF! | #REF! | #REF! | #REF! | #REF! | #REF! | #REF! | #REF! | #REF! | #REF! | #REF! | #REF! | #REF! | #REF! | #REF! | #REF! | #REF! | #REF! | #REF! | #REF! | #REF! | #REF! | #REF! | #REF! | #REF! | #REF! | #REF! | #REF! | #REF! | #REF! | #REF! | #REF! | #REF! | #REF! | #REF! | #REF! | #REF! | #REF! | #REF! | #REF! | #REF! | #REF! | #REF! | #REF! | #REF! | #REF! | #REF! | #REF! | #REF! | #REF! | #REF! | #REF! | #REF! | #REF! | #REF! | #REF! | #REF! | #REF! | #REF! | #REF! | #REF! | #REF! | #REF! | #REF! | #REF! | #REF! | #REF! | #REF! | #REF! | #REF! | #REF! | #REF! | #REF! | #REF! | #REF! | #REF! | #REF! | #REF! | #REF! | #REF! | #REF! | #REF! | #REF! | #REF! | #REF! | #REF! | #REF! | #REF! | #REF! | #REF! | #REF! | #REF! | #REF! | #REF! | #REF! | #REF! | #REF! | #REF! | #REF! | #REF! | #REF! | #REF! | #REF! | #REF! | #REF! | #REF! | #REF! | #REF! | #REF! | #REF! | #REF! | #REF! | #REF! | #REF! | #REF! | #REF! | #REF! | #REF! | #REF! | #REF! | #REF! | #REF! | #REF! | #REF! | #REF! | #REF! | #REF! | #REF! | #REF! | #REF! | #REF! | #REF! | #REF! | #REF! | #REF! | #REF! | #REF! | #REF! | #REF! | #REF! | #REF! | #REF! | #REF! | #REF! | #REF! | #REF! | #REF! | #REF! | #REF! | #REF! | #REF! | #REF! | #REF!
56 | #REF! | [55 empty] | #REF! | #REF! | #REF! | #REF! | #REF! | #REF! | #REF! | #REF! | #REF! | #REF! | #REF! | #REF! | #REF! | #REF! | #REF! | #REF! | #REF! | #REF! | #REF! | #REF! | #REF! | #REF! | #REF! | #REF! | #REF! | #REF! | #REF! | #REF! | #REF! | #REF! | #REF! | #REF! | #REF! | #REF! | #REF! | #REF! | #REF! | #REF! | #REF! | #REF! | #REF! | #REF! | #REF! | #REF! | #REF! | #REF! | #REF! | #REF! | #REF! | #REF! | #REF! | #REF! | #REF! | #REF! | #REF! | #REF! | #REF! | #REF! | #REF! | #REF! | #REF! | #REF! | #REF! | #REF! | #REF! | #REF! | #REF! | #REF! | #REF! | #REF! | #REF! | #REF! | #REF! | #REF! | #REF! | #REF! | #REF! | #REF! | #REF! | #REF! | #REF! | #REF! | #REF! | #REF! | #REF! | #REF! | #REF! | #REF! | #REF! | #REF! | #REF! | #REF! | #REF! | #REF! | #REF! | #REF! | #REF! | #REF! | #REF! | #REF! | #REF! | #REF! | #REF! | #REF! | #REF! | #REF! | #REF! | #REF! | #REF! | #REF! | #REF! | #REF! | #REF! | #REF! | #REF! | #REF! | #REF! | #REF! | #REF! | #REF! | #REF! | #REF! | #REF! | #REF! | #REF! | #REF! | #REF! | #REF! | #REF! | #REF! | #REF! | #REF! | #REF! | #REF! | #REF! | #REF! | #REF! | #REF! | #REF! | #REF! | #REF! | #REF! | #REF! | #REF! | #REF! | #REF! | #REF! | #REF! | #REF! | #REF! | #REF! | #REF! | #REF! | #REF! | #REF! | #REF! | #REF! | #REF! | #REF! | #REF! | #REF!
57 | #REF! | [56 empty] | #REF! | #REF! | #REF! | #REF! | #REF! | #REF! | #REF! | #REF! | #REF! | #REF! | #REF! | #REF! | #REF! | #REF! | #REF! | #REF! | #REF! | #REF! | #REF! | #REF! | #REF! | #REF! | #REF! | #REF! | #REF! | #REF! | #REF! | #REF! | #REF! | #REF! | #REF! | #REF! | #REF! | #REF! | #REF! | #REF! | #REF! | #REF! | #REF! | #REF! | #REF! | #REF! | #REF! | #REF! | #REF! | #REF! | #REF! | #REF! | #REF! | #REF! | #REF! | #REF! | #REF! | #REF! | #REF! | #REF! | #REF! | #REF! | #REF! | #REF! | #REF! | #REF! | #REF! | #REF! | #REF! | #REF! | #REF! | #REF! | #REF! | #REF! | #REF! | #REF! | #REF! | #REF! | #REF! | #REF! | #REF! | #REF! | #REF! | #REF! | #REF! | #REF! | #REF! | #REF! | #REF! | #REF! | #REF! | #REF! | #REF! | #REF! | #REF! | #REF! | #REF! | #REF! | #REF! | #REF! | #REF! | #REF! | #REF! | #REF! | #REF! | #REF! | #REF! | #REF! | #REF! | #REF! | #REF! | #REF! | #REF! | #REF! | #REF! | #REF! | #REF! | #REF! | #REF! | #REF! | #REF! | #REF! | #REF! | #REF! | #REF! | #REF! | #REF! | #REF! | #REF! | #REF! | #REF! | #REF! | #REF! | #REF! | #REF! | #REF! | #REF! | #REF! | #REF! | #REF! | #REF! | #REF! | #REF! | #REF! | #REF! | #REF! | #REF! | #REF! | #REF! | #REF! | #REF! | #REF! | #REF! | #REF! | #REF! | #REF! | #REF! | #REF! | #REF! | #REF! | #REF! | #REF! | #REF! | #REF!
58 | #REF! | [57 empty] | #REF! | #REF! | #REF! | #REF! | #REF! | #REF! | #REF! | #REF! | #REF! | #REF! | #REF! | #REF! | #REF! | #REF! | #REF! | #REF! | #REF! | #REF! | #REF! | #REF! | #REF! | #REF! | #REF! | #REF! | #REF! | #REF! | #REF! | #REF! | #REF! | #REF! | #REF! | #REF! | #REF! | #REF! | #REF! | #REF! | #REF! | #REF! | #REF! | #REF! | #REF! | #REF! | #REF! | #REF! | #REF! | #REF! | #REF! | #REF! | #REF! | #REF! | #REF! | #REF! | #REF! | #REF! | #REF! | #REF! | #REF! | #REF! | #REF! | #REF! | #REF! | #REF! | #REF! | #REF! | #REF! | #REF! | #REF! | #REF! | #REF! | #REF! | #REF! | #REF! | #REF! | #REF! | #REF! | #REF! | #REF! | #REF! | #REF! | #REF! | #REF! | #REF! | #REF! | #REF! | #REF! | #REF! | #REF! | #REF! | #REF! | #REF! | #REF! | #REF! | #REF! | #REF! | #REF! | #REF! | #REF! | #REF! | #REF! | #REF! | #REF! | #REF! | #REF! | #REF! | #REF! | #REF! | #REF! | #REF! | #REF! | #REF! | #REF! | #REF! | #REF! | #REF! | #REF! | #REF! | #REF! | #REF! | #REF! | #REF! | #REF! | #REF! | #REF! | #REF! | #REF! | #REF! | #REF! | #REF! | #REF! | #REF! | #REF! | #REF! | #REF! | #REF! | #REF! | #REF! | #REF! | #REF! | #REF! | #REF! | #REF! | #REF! | #REF! | #REF! | #REF! | #REF! | #REF! | #REF! | #REF! | #REF! | #REF! | #REF! | #REF! | #REF! | #REF! | #REF! | #REF! | #REF! | #REF!
59 | #REF! | [58 empty] | #REF! | #REF! | #REF! | #REF! | #REF! | #REF! | #REF! | #REF! | #REF! | #REF! | #REF! | #REF! | #REF! | #REF! | #REF! | #REF! | #REF! | #REF! | #REF! | #REF! | #REF! | #REF! | #REF! | #REF! | #REF! | #REF! | #REF! | #REF! | #REF! | #REF! | #REF! | #REF! | #REF! | #REF! | #REF! | #REF! | #REF! | #REF! | #REF! | #REF! | #REF! | #REF! | #REF! | #REF! | #REF! | #REF! | #REF! | #REF! | #REF! | #REF! | #REF! | #REF! | #REF! | #REF! | #REF! | #REF! | #REF! | #REF! | #REF! | #REF! | #REF! | #REF! | #REF! | #REF! | #REF! | #REF! | #REF! | #REF! | #REF! | #REF! | #REF! | #REF! | #REF! | #REF! | #REF! | #REF! | #REF! | #REF! | #REF! | #REF! | #REF! | #REF! | #REF! | #REF! | #REF! | #REF! | #REF! | #REF! | #REF! | #REF! | #REF! | #REF! | #REF! | #REF! | #REF! | #REF! | #REF! | #REF! | #REF! | #REF! | #REF! | #REF! | #REF! | #REF! | #REF! | #REF! | #REF! | #REF! | #REF! | #REF! | #REF! | #REF! | #REF! | #REF! | #REF! | #REF! | #REF! | #REF! | #REF! | #REF! | #REF! | #REF! | #REF! | #REF! | #REF! | #REF! | #REF! | #REF! | #REF! | #REF! | #REF! | #REF! | #REF! | #REF! | #REF! | #REF! | #REF! | #REF! | #REF! | #REF! | #REF! | #REF! | #REF! | #REF! | #REF! | #REF! | #REF! | #REF! | #REF! | #REF! | #REF! | #REF! | #REF! | #REF! | #REF! | #REF! | #REF! | #REF!
60 | #REF! | [59 empty] | #REF! | #REF! | #REF! | #REF! | #REF! | #REF! | #REF! | #REF! | #REF! | #REF! | #REF! | #REF! | #REF! | #REF! | #REF! | #REF! | #REF! | #REF! | #REF! | #REF! | #REF! | #REF! | #REF! | #REF! | #REF! | #REF! | #REF! | #REF! | #REF! | #REF! | #REF! | #REF! | #REF! | #REF! | #REF! | #REF! | #REF! | #REF! | #REF! | #REF! | #REF! | #REF! | #REF! | #REF! | #REF! | #REF! | #REF! | #REF! | #REF! | #REF! | #REF! | #REF! | #REF! | #REF! | #REF! | #REF! | #REF! | #REF! | #REF! | #REF! | #REF! | #REF! | #REF! | #REF! | #REF! | #REF! | #REF! | #REF! | #REF! | #REF! | #REF! | #REF! | #REF! | #REF! | #REF! | #REF! | #REF! | #REF! | #REF! | #REF! | #REF! | #REF! | #REF! | #REF! | #REF! | #REF! | #REF! | #REF! | #REF! | #REF! | #REF! | #REF! | #REF! | #REF! | #REF! | #REF! | #REF! | #REF! | #REF! | #REF! | #REF! | #REF! | #REF! | #REF! | #REF! | #REF! | #REF! | #REF! | #REF! | #REF! | #REF! | #REF! | #REF! | #REF! | #REF! | #REF! | #REF! | #REF! | #REF! | #REF! | #REF! | #REF! | #REF! | #REF! | #REF! | #REF! | #REF! | #REF! | #REF! | #REF! | #REF! | #REF! | #REF! | #REF! | #REF! | #REF! | #REF! | #REF! | #REF! | #REF! | #REF! | #REF! | #REF! | #REF! | #REF! | #REF! | #REF! | #REF! | #REF! | #REF! | #REF! | #REF! | #REF! | #REF! | #REF! | #REF! | #REF!
61 | #REF! | [60 empty] | #REF! | #REF! | #REF! | #REF! | #REF! | #REF! | #REF! | #REF! | #REF! | #REF! | #REF! | #REF! | #REF! | #REF! | #REF! | #REF! | #REF! | #REF! | #REF! | #REF! | #REF! | #REF! | #REF! | #REF! | #REF! | #REF! | #REF! | #REF! | #REF! | #REF! | #REF! | #REF! | #REF! | #REF! | #REF! | #REF! | #REF! | #REF! | #REF! | #REF! | #REF! | #REF! | #REF! | #REF! | #REF! | #REF! | #REF! | #REF! | #REF! | #REF! | #REF! | #REF! | #REF! | #REF! | #REF! | #REF! | #REF! | #REF! | #REF! | #REF! | #REF! | #REF! | #REF! | #REF! | #REF! | #REF! | #REF! | #REF! | #REF! | #REF! | #REF! | #REF! | #REF! | #REF! | #REF! | #REF! | #REF! | #REF! | #REF! | #REF! | #REF! | #REF! | #REF! | #REF! | #REF! | #REF! | #REF! | #REF! | #REF! | #REF! | #REF! | #REF! | #REF! | #REF! | #REF! | #REF! | #REF! | #REF! | #REF! | #REF! | #REF! | #REF! | #REF! | #REF! | #REF! | #REF! | #REF! | #REF! | #REF! | #REF! | #REF! | #REF! | #REF! | #REF! | #REF! | #REF! | #REF! | #REF! | #REF! | #REF! | #REF! | #REF! | #REF! | #REF! | #REF! | #REF! | #REF! | #REF! | #REF! | #REF! | #REF! | #REF! | #REF! | #REF! | #REF! | #REF! | #REF! | #REF! | #REF! | #REF! | #REF! | #REF! | #REF! | #REF! | #REF! | #REF! | #REF! | #REF! | #REF! | #REF! | #REF! | #REF! | #REF! | #REF! | #REF! | #REF!
62 | #REF! | [61 empty] | #REF! | #REF! | #REF! | #REF! | #REF! | #REF! | #REF! | #REF! | #REF! | #REF! | #REF! | #REF! | #REF! | #REF! | #REF! | #REF! | #REF! | #REF! | #REF! | #REF! | #REF! | #REF! | #REF! | #REF! | #REF! | #REF! | #REF! | #REF! | #REF! | #REF! | #REF! | #REF! | #REF! | #REF! | #REF! | #REF! | #REF! | #REF! | #REF! | #REF! | #REF! | #REF! | #REF! | #REF! | #REF! | #REF! | #REF! | #REF! | #REF! | #REF! | #REF! | #REF! | #REF! | #REF! | #REF! | #REF! | #REF! | #REF! | #REF! | #REF! | #REF! | #REF! | #REF! | #REF! | #REF! | #REF! | #REF! | #REF! | #REF! | #REF! | #REF! | #REF! | #REF! | #REF! | #REF! | #REF! | #REF! | #REF! | #REF! | #REF! | #REF! | #REF! | #REF! | #REF! | #REF! | #REF! | #REF! | #REF! | #REF! | #REF! | #REF! | #REF! | #REF! | #REF! | #REF! | #REF! | #REF! | #REF! | #REF! | #REF! | #REF! | #REF! | #REF! | #REF! | #REF! | #REF! | #REF! | #REF! | #REF! | #REF! | #REF! | #REF! | #REF! | #REF! | #REF! | #REF! | #REF! | #REF! | #REF! | #REF! | #REF! | #REF! | #REF! | #REF! | #REF! | #REF! | #REF! | #REF! | #REF! | #REF! | #REF! | #REF! | #REF! | #REF! | #REF! | #REF! | #REF! | #REF! | #REF! | #REF! | #REF! | #REF! | #REF! | #REF! | #REF! | #REF! | #REF! | #REF! | #REF! | #REF! | #REF! | #REF! | #REF! | #REF! | #REF!
63 | #REF! | [62 empty] | #REF! | #REF! | #REF! | #REF! | #REF! | #REF! | #REF! | #REF! | #REF! | #REF! | #REF! | #REF! | #REF! | #REF! | #REF! | #REF! | #REF! | #REF! | #REF! | #REF! | #REF! | #REF! | #REF! | #REF! | #REF! | #REF! | #REF! | #REF! | #REF! | #REF! | #REF! | #REF! | #REF! | #REF! | #REF! | #REF! | #REF! | #REF! | #REF! | #REF! | #REF! | #REF! | #REF! | #REF! | #REF! | #REF! | #REF! | #REF! | #REF! | #REF! | #REF! | #REF! | #REF! | #REF! | #REF! | #REF! | #REF! | #REF! | #REF! | #REF! | #REF! | #REF! | #REF! | #REF! | #REF! | #REF! | #REF! | #REF! | #REF! | #REF! | #REF! | #REF! | #REF! | #REF! | #REF! | #REF! | #REF! | #REF! | #REF! | #REF! | #REF! | #REF! | #REF! | #REF! | #REF! | #REF! | #REF! | #REF! | #REF! | #REF! | #REF! | #REF! | #REF! | #REF! | #REF! | #REF! | #REF! | #REF! | #REF! | #REF! | #REF! | #REF! | #REF! | #REF! | #REF! | #REF! | #REF! | #REF! | #REF! | #REF! | #REF! | #REF! | #REF! | #REF! | #REF! | #REF! | #REF! | #REF! | #REF! | #REF! | #REF! | #REF! | #REF! | #REF! | #REF! | #REF! | #REF! | #REF! | #REF! | #REF! | #REF! | #REF! | #REF! | #REF! | #REF! | #REF! | #REF! | #REF! | #REF! | #REF! | #REF! | #REF! | #REF! | #REF! | #REF! | #REF! | #REF! | #REF! | #REF! | #REF! | #REF! | #REF! | #REF! | #REF!
64 | #REF! | [63 empty] | #REF! | #REF! | #REF! | #REF! | #REF! | #REF! | #REF! | #REF! | #REF! | #REF! | #REF! | #REF! | #REF! | #REF! | #REF! | #REF! | #REF! | #REF! | #REF! | #REF! | #REF! | #REF! | #REF! | #REF! | #REF! | #REF! | #REF! | #REF! | #REF! | #REF! | #REF! | #REF! | #REF! | #REF! | #REF! | #REF! | #REF! | #REF! | #REF! | #REF! | #REF! | #REF! | #REF! | #REF! | #REF! | #REF! | #REF! | #REF! | #REF! | #REF! | #REF! | #REF! | #REF! | #REF! | #REF! | #REF! | #REF! | #REF! | #REF! | #REF! | #REF! | #REF! | #REF! | #REF! | #REF! | #REF! | #REF! | #REF! | #REF! | #REF! | #REF! | #REF! | #REF! | #REF! | #REF! | #REF! | #REF! | #REF! | #REF! | #REF! | #REF! | #REF! | #REF! | #REF! | #REF! | #REF! | #REF! | #REF! | #REF! | #REF! | #REF! | #REF! | #REF! | #REF! | #REF! | #REF! | #REF! | #REF! | #REF! | #REF! | #REF! | #REF! | #REF! | #REF! | #REF! | #REF! | #REF! | #REF! | #REF! | #REF! | #REF! | #REF! | #REF! | #REF! | #REF! | #REF! | #REF! | #REF! | #REF! | #REF! | #REF! | #REF! | #REF! | #REF! | #REF! | #REF! | #REF! | #REF! | #REF! | #REF! | #REF! | #REF! | #REF! | #REF! | #REF! | #REF! | #REF! | #REF! | #REF! | #REF! | #REF! | #REF! | #REF! | #REF! | #REF! | #REF! | #REF! | #REF! | #REF! | #REF! | #REF! | #REF! | #REF!
65 | #REF! | [64 empty] | #REF! | #REF! | #REF! | #REF! | #REF! | #REF! | #REF! | #REF! | #REF! | #REF! | #REF! | #REF! | #REF! | #REF! | #REF! | #REF! | #REF! | #REF! | #REF! | #REF! | #REF! | #REF! | #REF! | #REF! | #REF! | #REF! | #REF! | #REF! | #REF! | #REF! | #REF! | #REF! | #REF! | #REF! | #REF! | #REF! | #REF! | #REF! | #REF! | #REF! | #REF! | #REF! | #REF! | #REF! | #REF! | #REF! | #REF! | #REF! | #REF! | #REF! | #REF! | #REF! | #REF! | #REF! | #REF! | #REF! | #REF! | #REF! | #REF! | #REF! | #REF! | #REF! | #REF! | #REF! | #REF! | #REF! | #REF! | #REF! | #REF! | #REF! | #REF! | #REF! | #REF! | #REF! | #REF! | #REF! | #REF! | #REF! | #REF! | #REF! | #REF! | #REF! | #REF! | #REF! | #REF! | #REF! | #REF! | #REF! | #REF! | #REF! | #REF! | #REF! | #REF! | #REF! | #REF! | #REF! | #REF! | #REF! | #REF! | #REF! | #REF! | #REF! | #REF! | #REF! | #REF! | #REF! | #REF! | #REF! | #REF! | #REF! | #REF! | #REF! | #REF! | #REF! | #REF! | #REF! | #REF! | #REF! | #REF! | #REF! | #REF! | #REF! | #REF! | #REF! | #REF! | #REF! | #REF! | #REF! | #REF! | #REF! | #REF! | #REF! | #REF! | #REF! | #REF! | #REF! | #REF! | #REF! | #REF! | #REF! | #REF! | #REF! | #REF! | #REF! | #REF! | #REF! | #REF! | #REF! | #REF! | #REF! | #REF! | #REF!
66 | #REF! | [65 empty] | #REF! | #REF! | #REF! | #REF! | #REF! | #REF! | #REF! | #REF! | #REF! | #REF! | #REF! | #REF! | #REF! | #REF! | #REF! | #REF! | #REF! | #REF! | #REF! | #REF! | #REF! | #REF! | #REF! | #REF! | #REF! | #REF! | #REF! | #REF! | #REF! | #REF! | #REF! | #REF! | #REF! | #REF! | #REF! | #REF! | #REF! | #REF! | #REF! | #REF! | #REF! | #REF! | #REF! | #REF! | #REF! | #REF! | #REF! | #REF! | #REF! | #REF! | #REF! | #REF! | #REF! | #REF! | #REF! | #REF! | #REF! | #REF! | #REF! | #REF! | #REF! | #REF! | #REF! | #REF! | #REF! | #REF! | #REF! | #REF! | #REF! | #REF! | #REF! | #REF! | #REF! | #REF! | #REF! | #REF! | #REF! | #REF! | #REF! | #REF! | #REF! | #REF! | #REF! | #REF! | #REF! | #REF! | #REF! | #REF! | #REF! | #REF! | #REF! | #REF! | #REF! | #REF! | #REF! | #REF! | #REF! | #REF! | #REF! | #REF! | #REF! | #REF! | #REF! | #REF! | #REF! | #REF! | #REF! | #REF! | #REF! | #REF! | #REF! | #REF! | #REF! | #REF! | #REF! | #REF! | #REF! | #REF! | #REF! | #REF! | #REF! | #REF! | #REF! | #REF! | #REF! | #REF! | #REF! | #REF! | #REF! | #REF! | #REF! | #REF! | #REF! | #REF! | #REF! | #REF! | #REF! | #REF! | #REF! | #REF! | #REF! | #REF! | #REF! | #REF! | #REF! | #REF! | #REF! | #REF! | #REF! | #REF! | #REF!
67 | #REF! | [66 empty] | #REF! | #REF! | #REF! | #REF! | #REF! | #REF! | #REF! | #REF! | #REF! | #REF! | #REF! | #REF! | #REF! | #REF! | #REF! | #REF! | #REF! | #REF! | #REF! | #REF! | #REF! | #REF! | #REF! | #REF! | #REF! | #REF! | #REF! | #REF! | #REF! | #REF! | #REF! | #REF! | #REF! | #REF! | #REF! | #REF! | #REF! | #REF! | #REF! | #REF! | #REF! | #REF! | #REF! | #REF! | #REF! | #REF! | #REF! | #REF! | #REF! | #REF! | #REF! | #REF! | #REF! | #REF! | #REF! | #REF! | #REF! | #REF! | #REF! | #REF! | #REF! | #REF! | #REF! | #REF! | #REF! | #REF! | #REF! | #REF! | #REF! | #REF! | #REF! | #REF! | #REF! | #REF! | #REF! | #REF! | #REF! | #REF! | #REF! | #REF! | #REF! | #REF! | #REF! | #REF! | #REF! | #REF! | #REF! | #REF! | #REF! | #REF! | #REF! | #REF! | #REF! | #REF! | #REF! | #REF! | #REF! | #REF! | #REF! | #REF! | #REF! | #REF! | #REF! | #REF! | #REF! | #REF! | #REF! | #REF! | #REF! | #REF! | #REF! | #REF! | #REF! | #REF! | #REF! | #REF! | #REF! | #REF! | #REF! | #REF! | #REF! | #REF! | #REF! | #REF! | #REF! | #REF! | #REF! | #REF! | #REF! | #REF! | #REF! | #REF! | #REF! | #REF! | #REF! | #REF! | #REF! | #REF! | #REF! | #REF! | #REF! | #REF! | #REF! | #REF! | #REF! | #REF! | #REF! | #REF! | #REF! | #REF!
68 | #REF! | [67 empty] | #REF! | #REF! | #REF! | #REF! | #REF! | #REF! | #REF! | #REF! | #REF! | #REF! | #REF! | #REF! | #REF! | #REF! | #REF! | #REF! | #REF! | #REF! | #REF! | #REF! | #REF! | #REF! | #REF! | #REF! | #REF! | #REF! | #REF! | #REF! | #REF! | #REF! | #REF! | #REF! | #REF! | #REF! | #REF! | #REF! | #REF! | #REF! | #REF! | #REF! | #REF! | #REF! | #REF! | #REF! | #REF! | #REF! | #REF! | #REF! | #REF! | #REF! | #REF! | #REF! | #REF! | #REF! | #REF! | #REF! | #REF! | #REF! | #REF! | #REF! | #REF! | #REF! | #REF! | #REF! | #REF! | #REF! | #REF! | #REF! | #REF! | #REF! | #REF! | #REF! | #REF! | #REF! | #REF! | #REF! | #REF! | #REF! | #REF! | #REF! | #REF! | #REF! | #REF! | #REF! | #REF! | #REF! | #REF! | #REF! | #REF! | #REF! | #REF! | #REF! | #REF! | #REF! | #REF! | #REF! | #REF! | #REF! | #REF! | #REF! | #REF! | #REF! | #REF! | #REF! | #REF! | #REF! | #REF! | #REF! | #REF! | #REF! | #REF! | #REF! | #REF! | #REF! | #REF! | #REF! | #REF! | #REF! | #REF! | #REF! | #REF! | #REF! | #REF! | #REF! | #REF! | #REF! | #REF! | #REF! | #REF! | #REF! | #REF! | #REF! | #REF! | #REF! | #REF! | #REF! | #REF! | #REF! | #REF! | #REF! | #REF! | #REF! | #REF! | #REF! | #REF! | #REF! | #REF! | #REF! | #REF!
69 | #REF! | [68 empty] | #REF! | #REF! | #REF! | #REF! | #REF! | #REF! | #REF! | #REF! | #REF! | #REF! | #REF! | #REF! | #REF! | #REF! | #REF! | #REF! | #REF! | #REF! | #REF! | #REF! | #REF! | #REF! | #REF! | #REF! | #REF! | #REF! | #REF! | #REF! | #REF! | #REF! | #REF! | #REF! | #REF! | #REF! | #REF! | #REF! | #REF! | #REF! | #REF! | #REF! | #REF! | #REF! | #REF! | #REF! | #REF! | #REF! | #REF! | #REF! | #REF! | #REF! | #REF! | #REF! | #REF! | #REF! | #REF! | #REF! | #REF! | #REF! | #REF! | #REF! | #REF! | #REF! | #REF! | #REF! | #REF! | #REF! | #REF! | #REF! | #REF! | #REF! | #REF! | #REF! | #REF! | #REF! | #REF! | #REF! | #REF! | #REF! | #REF! | #REF! | #REF! | #REF! | #REF! | #REF! | #REF! | #REF! | #REF! | #REF! | #REF! | #REF! | #REF! | #REF! | #REF! | #REF! | #REF! | #REF! | #REF! | #REF! | #REF! | #REF! | #REF! | #REF! | #REF! | #REF! | #REF! | #REF! | #REF! | #REF! | #REF! | #REF! | #REF! | #REF! | #REF! | #REF! | #REF! | #REF! | #REF! | #REF! | #REF! | #REF! | #REF! | #REF! | #REF! | #REF! | #REF! | #REF! | #REF! | #REF! | #REF! | #REF! | #REF! | #REF! | #REF! | #REF! | #REF! | #REF! | #REF! | #REF! | #REF! | #REF! | #REF! | #REF! | #REF! | #REF! | #REF! | #REF! | #REF! | #REF!
70 | #REF! | [69 empty] | #REF! | #REF! | #REF! | #REF! | #REF! | #REF! | #REF! | #REF! | #REF! | #REF! | #REF! | #REF! | #REF! | #REF! | #REF! | #REF! | #REF! | #REF! | #REF! | #REF! | #REF! | #REF! | #REF! | #REF! | #REF! | #REF! | #REF! | #REF! | #REF! | #REF! | #REF! | #REF! | #REF! | #REF! | #REF! | #REF! | #REF! | #REF! | #REF! | #REF! | #REF! | #REF! | #REF! | #REF! | #REF! | #REF! | #REF! | #REF! | #REF! | #REF! | #REF! | #REF! | #REF! | #REF! | #REF! | #REF! | #REF! | #REF! | #REF! | #REF! | #REF! | #REF! | #REF! | #REF! | #REF! | #REF! | #REF! | #REF! | #REF! | #REF! | #REF! | #REF! | #REF! | #REF! | #REF! | #REF! | #REF! | #REF! | #REF! | #REF! | #REF! | #REF! | #REF! | #REF! | #REF! | #REF! | #REF! | #REF! | #REF! | #REF! | #REF! | #REF! | #REF! | #REF! | #REF! | #REF! | #REF! | #REF! | #REF! | #REF! | #REF! | #REF! | #REF! | #REF! | #REF! | #REF! | #REF! | #REF! | #REF! | #REF! | #REF! | #REF! | #REF! | #REF! | #REF! | #REF! | #REF! | #REF! | #REF! | #REF! | #REF! | #REF! | #REF! | #REF! | #REF! | #REF! | #REF! | #REF! | #REF! | #REF! | #REF! | #REF! | #REF! | #REF! | #REF! | #REF! | #REF! | #REF! | #REF! | #REF! | #REF! | #REF! | #REF! | #REF! | #REF! | #REF! | #REF!
71 | #REF! | [70 empty] | #REF! | #REF! | #REF! | #REF! | #REF! | #REF! | #REF! | #REF! | #REF! | #REF! | #REF! | #REF! | #REF! | #REF! | #REF! | #REF! | #REF! | #REF! | #REF! | #REF! | #REF! | #REF! | #REF! | #REF! | #REF! | #REF! | #REF! | #REF! | #REF! | #REF! | #REF! | #REF! | #REF! | #REF! | #REF! | #REF! | #REF! | #REF! | #REF! | #REF! | #REF! | #REF! | #REF! | #REF! | #REF! | #REF! | #REF! | #REF! | #REF! | #REF! | #REF! | #REF! | #REF! | #REF! | #REF! | #REF! | #REF! | #REF! | #REF! | #REF! | #REF! | #REF! | #REF! | #REF! | #REF! | #REF! | #REF! | #REF! | #REF! | #REF! | #REF! | #REF! | #REF! | #REF! | #REF! | #REF! | #REF! | #REF! | #REF! | #REF! | #REF! | #REF! | #REF! | #REF! | #REF! | #REF! | #REF! | #REF! | #REF! | #REF! | #REF! | #REF! | #REF! | #REF! | #REF! | #REF! | #REF! | #REF! | #REF! | #REF! | #REF! | #REF! | #REF! | #REF! | #REF! | #REF! | #REF! | #REF! | #REF! | #REF! | #REF! | #REF! | #REF! | #REF! | #REF! | #REF! | #REF! | #REF! | #REF! | #REF! | #REF! | #REF! | #REF! | #REF! | #REF! | #REF! | #REF! | #REF! | #REF! | #REF! | #REF! | #REF! | #REF! | #REF! | #REF! | #REF! | #REF! | #REF! | #REF! | #REF! | #REF! | #REF! | #REF! | #REF! | #REF! | #REF!
72 | #REF! | [71 empty] | #REF! | #REF! | #REF! | #REF! | #REF! | #REF! | #REF! | #REF! | #REF! | #REF! | #REF! | #REF! | #REF! | #REF! | #REF! | #REF! | #REF! | #REF! | #REF! | #REF! | #REF! | #REF! | #REF! | #REF! | #REF! | #REF! | #REF! | #REF! | #REF! | #REF! | #REF! | #REF! | #REF! | #REF! | #REF! | #REF! | #REF! | #REF! | #REF! | #REF! | #REF! | #REF! | #REF! | #REF! | #REF! | #REF! | #REF! | #REF! | #REF! | #REF! | #REF! | #REF! | #REF! | #REF! | #REF! | #REF! | #REF! | #REF! | #REF! | #REF! | #REF! | #REF! | #REF! | #REF! | #REF! | #REF! | #REF! | #REF! | #REF! | #REF! | #REF! | #REF! | #REF! | #REF! | #REF! | #REF! | #REF! | #REF! | #REF! | #REF! | #REF! | #REF! | #REF! | #REF! | #REF! | #REF! | #REF! | #REF! | #REF! | #REF! | #REF! | #REF! | #REF! | #REF! | #REF! | #REF! | #REF! | #REF! | #REF! | #REF! | #REF! | #REF! | #REF! | #REF! | #REF! | #REF! | #REF! | #REF! | #REF! | #REF! | #REF! | #REF! | #REF! | #REF! | #REF! | #REF! | #REF! | #REF! | #REF! | #REF! | #REF! | #REF! | #REF! | #REF! | #REF! | #REF! | #REF! | #REF! | #REF! | #REF! | #REF! | #REF! | #REF! | #REF! | #REF! | #REF! | #REF! | #REF! | #REF! | #REF! | #REF! | #REF! | #REF! | #REF! | #REF!
73 | #REF! | [72 empty] | #REF! | #REF! | #REF! | #REF! | #REF! | #REF! | #REF! | #REF! | #REF! | #REF! | #REF! | #REF! | #REF! | #REF! | #REF! | #REF! | #REF! | #REF! | #REF! | #REF! | #REF! | #REF! | #REF! | #REF! | #REF! | #REF! | #REF! | #REF! | #REF! | #REF! | #REF! | #REF! | #REF! | #REF! | #REF! | #REF! | #REF! | #REF! | #REF! | #REF! | #REF! | #REF! | #REF! | #REF! | #REF! | #REF! | #REF! | #REF! | #REF! | #REF! | #REF! | #REF! | #REF! | #REF! | #REF! | #REF! | #REF! | #REF! | #REF! | #REF! | #REF! | #REF! | #REF! | #REF! | #REF! | #REF! | #REF! | #REF! | #REF! | #REF! | #REF! | #REF! | #REF! | #REF! | #REF! | #REF! | #REF! | #REF! | #REF! | #REF! | #REF! | #REF! | #REF! | #REF! | #REF! | #REF! | #REF! | #REF! | #REF! | #REF! | #REF! | #REF! | #REF! | #REF! | #REF! | #REF! | #REF! | #REF! | #REF! | #REF! | #REF! | #REF! | #REF! | #REF! | #REF! | #REF! | #REF! | #REF! | #REF! | #REF! | #REF! | #REF! | #REF! | #REF! | #REF! | #REF! | #REF! | #REF! | #REF! | #REF! | #REF! | #REF! | #REF! | #REF! | #REF! | #REF! | #REF! | #REF! | #REF! | #REF! | #REF! | #REF! | #REF! | #REF! | #REF! | #REF! | #REF! | #REF! | #REF! | #REF! | #REF! | #REF! | #REF! | #REF!
74 | #REF! | [73 empty] | #REF! | #REF! | #REF! | #REF! | #REF! | #REF! | #REF! | #REF! | #REF! | #REF! | #REF! | #REF! | #REF! | #REF! | #REF! | #REF! | #REF! | #REF! | #REF! | #REF! | #REF! | #REF! | #REF! | #REF! | #REF! | #REF! | #REF! | #REF! | #REF! | #REF! | #REF! | #REF! | #REF! | #REF! | #REF! | #REF! | #REF! | #REF! | #REF! | #REF! | #REF! | #REF! | #REF! | #REF! | #REF! | #REF! | #REF! | #REF! | #REF! | #REF! | #REF! | #REF! | #REF! | #REF! | #REF! | #REF! | #REF! | #REF! | #REF! | #REF! | #REF! | #REF! | #REF! | #REF! | #REF! | #REF! | #REF! | #REF! | #REF! | #REF! | #REF! | #REF! | #REF! | #REF! | #REF! | #REF! | #REF! | #REF! | #REF! | #REF! | #REF! | #REF! | #REF! | #REF! | #REF! | #REF! | #REF! | #REF! | #REF! | #REF! | #REF! | #REF! | #REF! | #REF! | #REF! | #REF! | #REF! | #REF! | #REF! | #REF! | #REF! | #REF! | #REF! | #REF! | #REF! | #REF! | #REF! | #REF! | #REF! | #REF! | #REF! | #REF! | #REF! | #REF! | #REF! | #REF! | #REF! | #REF! | #REF! | #REF! | #REF! | #REF! | #REF! | #REF! | #REF! | #REF! | #REF! | #REF! | #REF! | #REF! | #REF! | #REF! | #REF! | #REF! | #REF! | #REF! | #REF! | #REF! | #REF! | #REF! | #REF! | #REF! | #REF!
75 | #REF! | [74 empty] | #REF! | #REF! | #REF! | #REF! | #REF! | #REF! | #REF! | #REF! | #REF! | #REF! | #REF! | #REF! | #REF! | #REF! | #REF! | #REF! | #REF! | #REF! | #REF! | #REF! | #REF! | #REF! | #REF! | #REF! | #REF! | #REF! | #REF! | #REF! | #REF! | #REF! | #REF! | #REF! | #REF! | #REF! | #REF! | #REF! | #REF! | #REF! | #REF! | #REF! | #REF! | #REF! | #REF! | #REF! | #REF! | #REF! | #REF! | #REF! | #REF! | #REF! | #REF! | #REF! | #REF! | #REF! | #REF! | #REF! | #REF! | #REF! | #REF! | #REF! | #REF! | #REF! | #REF! | #REF! | #REF! | #REF! | #REF! | #REF! | #REF! | #REF! | #REF! | #REF! | #REF! | #REF! | #REF! | #REF! | #REF! | #REF! | #REF! | #REF! | #REF! | #REF! | #REF! | #REF! | #REF! | #REF! | #REF! | #REF! | #REF! | #REF! | #REF! | #REF! | #REF! | #REF! | #REF! | #REF! | #REF! | #REF! | #REF! | #REF! | #REF! | #REF! | #REF! | #REF! | #REF! | #REF! | #REF! | #REF! | #REF! | #REF! | #REF! | #REF! | #REF! | #REF! | #REF! | #REF! | #REF! | #REF! | #REF! | #REF! | #REF! | #REF! | #REF! | #REF! | #REF! | #REF! | #REF! | #REF! | #REF! | #REF! | #REF! | #REF! | #REF! | #REF! | #REF! | #REF! | #REF! | #REF! | #REF! | #REF! | #REF! | #REF!
76 | #REF! | [75 empty] | #REF! | #REF! | #REF! | #REF! | #REF! | #REF! | #REF! | #REF! | #REF! | #REF! | #REF! | #REF! | #REF! | #REF! | #REF! | #REF! | #REF! | #REF! | #REF! | #REF! | #REF! | #REF! | #REF! | #REF! | #REF! | #REF! | #REF! | #REF! | #REF! | #REF! | #REF! | #REF! | #REF! | #REF! | #REF! | #REF! | #REF! | #REF! | #REF! | #REF! | #REF! | #REF! | #REF! | #REF! | #REF! | #REF! | #REF! | #REF! | #REF! | #REF! | #REF! | #REF! | #REF! | #REF! | #REF! | #REF! | #REF! | #REF! | #REF! | #REF! | #REF! | #REF! | #REF! | #REF! | #REF! | #REF! | #REF! | #REF! | #REF! | #REF! | #REF! | #REF! | #REF! | #REF! | #REF! | #REF! | #REF! | #REF! | #REF! | #REF! | #REF! | #REF! | #REF! | #REF! | #REF! | #REF! | #REF! | #REF! | #REF! | #REF! | #REF! | #REF! | #REF! | #REF! | #REF! | #REF! | #REF! | #REF! | #REF! | #REF! | #REF! | #REF! | #REF! | #REF! | #REF! | #REF! | #REF! | #REF! | #REF! | #REF! | #REF! | #REF! | #REF! | #REF! | #REF! | #REF! | #REF! | #REF! | #REF! | #REF! | #REF! | #REF! | #REF! | #REF! | #REF! | #REF! | #REF! | #REF! | #REF! | #REF! | #REF! | #REF! | #REF! | #REF! | #REF! | #REF! | #REF! | #REF! | #REF! | #REF! | #REF!
77 | #REF! | [76 empty] | #REF! | #REF! | #REF! | #REF! | #REF! | #REF! | #REF! | #REF! | #REF! | #REF! | #REF! | #REF! | #REF! | #REF! | #REF! | #REF! | #REF! | #REF! | #REF! | #REF! | #REF! | #REF! | #REF! | #REF! | #REF! | #REF! | #REF! | #REF! | #REF! | #REF! | #REF! | #REF! | #REF! | #REF! | #REF! | #REF! | #REF! | #REF! | #REF! | #REF! | #REF! | #REF! | #REF! | #REF! | #REF! | #REF! | #REF! | #REF! | #REF! | #REF! | #REF! | #REF! | #REF! | #REF! | #REF! | #REF! | #REF! | #REF! | #REF! | #REF! | #REF! | #REF! | #REF! | #REF! | #REF! | #REF! | #REF! | #REF! | #REF! | #REF! | #REF! | #REF! | #REF! | #REF! | #REF! | #REF! | #REF! | #REF! | #REF! | #REF! | #REF! | #REF! | #REF! | #REF! | #REF! | #REF! | #REF! | #REF! | #REF! | #REF! | #REF! | #REF! | #REF! | #REF! | #REF! | #REF! | #REF! | #REF! | #REF! | #REF! | #REF! | #REF! | #REF! | #REF! | #REF! | #REF! | #REF! | #REF! | #REF! | #REF! | #REF! | #REF! | #REF! | #REF! | #REF! | #REF! | #REF! | #REF! | #REF! | #REF! | #REF! | #REF! | #REF! | #REF! | #REF! | #REF! | #REF! | #REF! | #REF! | #REF! | #REF! | #REF! | #REF! | #REF! | #REF! | #REF! | #REF! | #REF! | #REF! | #REF!
78 | #REF! | [77 empty] | #REF! | #REF! | #REF! | #REF! | #REF! | #REF! | #REF! | #REF! | #REF! | #REF! | #REF! | #REF! | #REF! | #REF! | #REF! | #REF! | #REF! | #REF! | #REF! | #REF! | #REF! | #REF! | #REF! | #REF! | #REF! | #REF! | #REF! | #REF! | #REF! | #REF! | #REF! | #REF! | #REF! | #REF! | #REF! | #REF! | #REF! | #REF! | #REF! | #REF! | #REF! | #REF! | #REF! | #REF! | #REF! | #REF! | #REF! | #REF! | #REF! | #REF! | #REF! | #REF! | #REF! | #REF! | #REF! | #REF! | #REF! | #REF! | #REF! | #REF! | #REF! | #REF! | #REF! | #REF! | #REF! | #REF! | #REF! | #REF! | #REF! | #REF! | #REF! | #REF! | #REF! | #REF! | #REF! | #REF! | #REF! | #REF! | #REF! | #REF! | #REF! | #REF! | #REF! | #REF! | #REF! | #REF! | #REF! | #REF! | #REF! | #REF! | #REF! | #REF! | #REF! | #REF! | #REF! | #REF! | #REF! | #REF! | #REF! | #REF! | #REF! | #REF! | #REF! | #REF! | #REF! | #REF! | #REF! | #REF! | #REF! | #REF! | #REF! | #REF! | #REF! | #REF! | #REF! | #REF! | #REF! | #REF! | #REF! | #REF! | #REF! | #REF! | #REF! | #REF! | #REF! | #REF! | #REF! | #REF! | #REF! | #REF! | #REF! | #REF! | #REF! | #REF! | #REF! | #REF! | #REF! | #REF! | #REF!
79 | #REF! | [78 empty] | #REF! | #REF! | #REF! | #REF! | #REF! | #REF! | #REF! | #REF! | #REF! | #REF! | #REF! | #REF! | #REF! | #REF! | #REF! | #REF! | #REF! | #REF! | #REF! | #REF! | #REF! | #REF! | #REF! | #REF! | #REF! | #REF! | #REF! | #REF! | #REF! | #REF! | #REF! | #REF! | #REF! | #REF! | #REF! | #REF! | #REF! | #REF! | #REF! | #REF! | #REF! | #REF! | #REF! | #REF! | #REF! | #REF! | #REF! | #REF! | #REF! | #REF! | #REF! | #REF! | #REF! | #REF! | #REF! | #REF! | #REF! | #REF! | #REF! | #REF! | #REF! | #REF! | #REF! | #REF! | #REF! | #REF! | #REF! | #REF! | #REF! | #REF! | #REF! | #REF! | #REF! | #REF! | #REF! | #REF! | #REF! | #REF! | #REF! | #REF! | #REF! | #REF! | #REF! | #REF! | #REF! | #REF! | #REF! | #REF! | #REF! | #REF! | #REF! | #REF! | #REF! | #REF! | #REF! | #REF! | #REF! | #REF! | #REF! | #REF! | #REF! | #REF! | #REF! | #REF! | #REF! | #REF! | #REF! | #REF! | #REF! | #REF! | #REF! | #REF! | #REF! | #REF! | #REF! | #REF! | #REF! | #REF! | #REF! | #REF! | #REF! | #REF! | #REF! | #REF! | #REF! | #REF! | #REF! | #REF! | #REF! | #REF! | #REF! | #REF! | #REF! | #REF! | #REF! | #REF! | #REF! | #REF!
80 | #REF! | [79 empty] | #REF! | #REF! | #REF! | #REF! | #REF! | #REF! | #REF! | #REF! | #REF! | #REF! | #REF! | #REF! | #REF! | #REF! | #REF! | #REF! | #REF! | #REF! | #REF! | #REF! | #REF! | #REF! | #REF! | #REF! | #REF! | #REF! | #REF! | #REF! | #REF! | #REF! | #REF! | #REF! | #REF! | #REF! | #REF! | #REF! | #REF! | #REF! | #REF! | #REF! | #REF! | #REF! | #REF! | #REF! | #REF! | #REF! | #REF! | #REF! | #REF! | #REF! | #REF! | #REF! | #REF! | #REF! | #REF! | #REF! | #REF! | #REF! | #REF! | #REF! | #REF! | #REF! | #REF! | #REF! | #REF! | #REF! | #REF! | #REF! | #REF! | #REF! | #REF! | #REF! | #REF! | #REF! | #REF! | #REF! | #REF! | #REF! | #REF! | #REF! | #REF! | #REF! | #REF! | #REF! | #REF! | #REF! | #REF! | #REF! | #REF! | #REF! | #REF! | #REF! | #REF! | #REF! | #REF! | #REF! | #REF! | #REF! | #REF! | #REF! | #REF! | #REF! | #REF! | #REF! | #REF! | #REF! | #REF! | #REF! | #REF! | #REF! | #REF! | #REF! | #REF! | #REF! | #REF! | #REF! | #REF! | #REF! | #REF! | #REF! | #REF! | #REF! | #REF! | #REF! | #REF! | #REF! | #REF! | #REF! | #REF! | #REF! | #REF! | #REF! | #REF! | #REF! | #REF! | #REF! | #REF!
81 | #REF! | [80 empty] | #REF! | #REF! | #REF! | #REF! | #REF! | #REF! | #REF! | #REF! | #REF! | #REF! | #REF! | #REF! | #REF! | #REF! | #REF! | #REF! | #REF! | #REF! | #REF! | #REF! | #REF! | #REF! | #REF! | #REF! | #REF! | #REF! | #REF! | #REF! | #REF! | #REF! | #REF! | #REF! | #REF! | #REF! | #REF! | #REF! | #REF! | #REF! | #REF! | #REF! | #REF! | #REF! | #REF! | #REF! | #REF! | #REF! | #REF! | #REF! | #REF! | #REF! | #REF! | #REF! | #REF! | #REF! | #REF! | #REF! | #REF! | #REF! | #REF! | #REF! | #REF! | #REF! | #REF! | #REF! | #REF! | #REF! | #REF! | #REF! | #REF! | #REF! | #REF! | #REF! | #REF! | #REF! | #REF! | #REF! | #REF! | #REF! | #REF! | #REF! | #REF! | #REF! | #REF! | #REF! | #REF! | #REF! | #REF! | #REF! | #REF! | #REF! | #REF! | #REF! | #REF! | #REF! | #REF! | #REF! | #REF! | #REF! | #REF! | #REF! | #REF! | #REF! | #REF! | #REF! | #REF! | #REF! | #REF! | #REF! | #REF! | #REF! | #REF! | #REF! | #REF! | #REF! | #REF! | #REF! | #REF! | #REF! | #REF! | #REF! | #REF! | #REF! | #REF! | #REF! | #REF! | #REF! | #REF! | #REF! | #REF! | #REF! | #REF! | #REF! | #REF! | #REF! | #REF! | #REF!
82 | #REF! | [81 empty] | #REF! | #REF! | #REF! | #REF! | #REF! | #REF! | #REF! | #REF! | #REF! | #REF! | #REF! | #REF! | #REF! | #REF! | #REF! | #REF! | #REF! | #REF! | #REF! | #REF! | #REF! | #REF! | #REF! | #REF! | #REF! | #REF! | #REF! | #REF! | #REF! | #REF! | #REF! | #REF! | #REF! | #REF! | #REF! | #REF! | #REF! | #REF! | #REF! | #REF! | #REF! | #REF! | #REF! | #REF! | #REF! | #REF! | #REF! | #REF! | #REF! | #REF! | #REF! | #REF! | #REF! | #REF! | #REF! | #REF! | #REF! | #REF! | #REF! | #REF! | #REF! | #REF! | #REF! | #REF! | #REF! | #REF! | #REF! | #REF! | #REF! | #REF! | #REF! | #REF! | #REF! | #REF! | #REF! | #REF! | #REF! | #REF! | #REF! | #REF! | #REF! | #REF! | #REF! | #REF! | #REF! | #REF! | #REF! | #REF! | #REF! | #REF! | #REF! | #REF! | #REF! | #REF! | #REF! | #REF! | #REF! | #REF! | #REF! | #REF! | #REF! | #REF! | #REF! | #REF! | #REF! | #REF! | #REF! | #REF! | #REF! | #REF! | #REF! | #REF! | #REF! | #REF! | #REF! | #REF! | #REF! | #REF! | #REF! | #REF! | #REF! | #REF! | #REF! | #REF! | #REF! | #REF! | #REF! | #REF! | #REF! | #REF! | #REF! | #REF! | #REF! | #REF! | #REF!
83 | #REF! | [82 empty] | #REF! | #REF! | #REF! | #REF! | #REF! | #REF! | #REF! | #REF! | #REF! | #REF! | #REF! | #REF! | #REF! | #REF! | #REF! | #REF! | #REF! | #REF! | #REF! | #REF! | #REF! | #REF! | #REF! | #REF! | #REF! | #REF! | #REF! | #REF! | #REF! | #REF! | #REF! | #REF! | #REF! | #REF! | #REF! | #REF! | #REF! | #REF! | #REF! | #REF! | #REF! | #REF! | #REF! | #REF! | #REF! | #REF! | #REF! | #REF! | #REF! | #REF! | #REF! | #REF! | #REF! | #REF! | #REF! | #REF! | #REF! | #REF! | #REF! | #REF! | #REF! | #REF! | #REF! | #REF! | #REF! | #REF! | #REF! | #REF! | #REF! | #REF! | #REF! | #REF! | #REF! | #REF! | #REF! | #REF! | #REF! | #REF! | #REF! | #REF! | #REF! | #REF! | #REF! | #REF! | #REF! | #REF! | #REF! | #REF! | #REF! | #REF! | #REF! | #REF! | #REF! | #REF! | #REF! | #REF! | #REF! | #REF! | #REF! | #REF! | #REF! | #REF! | #REF! | #REF! | #REF! | #REF! | #REF! | #REF! | #REF! | #REF! | #REF! | #REF! | #REF! | #REF! | #REF! | #REF! | #REF! | #REF! | #REF! | #REF! | #REF! | #REF! | #REF! | #REF! | #REF! | #REF! | #REF! | #REF! | #REF! | #REF! | #REF! | #REF! | #REF! | #REF!
84 | #REF! | [83 empty] | #REF! | #REF! | #REF! | #REF! | #REF! | #REF! | #REF! | #REF! | #REF! | #REF! | #REF! | #REF! | #REF! | #REF! | #REF! | #REF! | #REF! | #REF! | #REF! | #REF! | #REF! | #REF! | #REF! | #REF! | #REF! | #REF! | #REF! | #REF! | #REF! | #REF! | #REF! | #REF! | #REF! | #REF! | #REF! | #REF! | #REF! | #REF! | #REF! | #REF! | #REF! | #REF! | #REF! | #REF! | #REF! | #REF! | #REF! | #REF! | #REF! | #REF! | #REF! | #REF! | #REF! | #REF! | #REF! | #REF! | #REF! | #REF! | #REF! | #REF! | #REF! | #REF! | #REF! | #REF! | #REF! | #REF! | #REF! | #REF! | #REF! | #REF! | #REF! | #REF! | #REF! | #REF! | #REF! | #REF! | #REF! | #REF! | #REF! | #REF! | #REF! | #REF! | #REF! | #REF! | #REF! | #REF! | #REF! | #REF! | #REF! | #REF! | #REF! | #REF! | #REF! | #REF! | #REF! | #REF! | #REF! | #REF! | #REF! | #REF! | #REF! | #REF! | #REF! | #REF! | #REF! | #REF! | #REF! | #REF! | #REF! | #REF! | #REF! | #REF! | #REF! | #REF! | #REF! | #REF! | #REF! | #REF! | #REF! | #REF! | #REF! | #REF! | #REF! | #REF! | #REF! | #REF! | #REF! | #REF! | #REF! | #REF! | #REF! | #REF! | #REF!
85 | #REF! | [84 empty] | #REF! | #REF! | #REF! | #REF! | #REF! | #REF! | #REF! | #REF! | #REF! | #REF! | #REF! | #REF! | #REF! | #REF! | #REF! | #REF! | #REF! | #REF! | #REF! | #REF! | #REF! | #REF! | #REF! | #REF! | #REF! | #REF! | #REF! | #REF! | #REF! | #REF! | #REF! | #REF! | #REF! | #REF! | #REF! | #REF! | #REF! | #REF! | #REF! | #REF! | #REF! | #REF! | #REF! | #REF! | #REF! | #REF! | #REF! | #REF! | #REF! | #REF! | #REF! | #REF! | #REF! | #REF! | #REF! | #REF! | #REF! | #REF! | #REF! | #REF! | #REF! | #REF! | #REF! | #REF! | #REF! | #REF! | #REF! | #REF! | #REF! | #REF! | #REF! | #REF! | #REF! | #REF! | #REF! | #REF! | #REF! | #REF! | #REF! | #REF! | #REF! | #REF! | #REF! | #REF! | #REF! | #REF! | #REF! | #REF! | #REF! | #REF! | #REF! | #REF! | #REF! | #REF! | #REF! | #REF! | #REF! | #REF! | #REF! | #REF! | #REF! | #REF! | #REF! | #REF! | #REF! | #REF! | #REF! | #REF! | #REF! | #REF! | #REF! | #REF! | #REF! | #REF! | #REF! | #REF! | #REF! | #REF! | #REF! | #REF! | #REF! | #REF! | #REF! | #REF! | #REF! | #REF! | #REF! | #REF! | #REF! | #REF! | #REF! | #REF!
86 | #REF! | [85 empty] | #REF! | #REF! | #REF! | #REF! | #REF! | #REF! | #REF! | #REF! | #REF! | #REF! | #REF! | #REF! | #REF! | #REF! | #REF! | #REF! | #REF! | #REF! | #REF! | #REF! | #REF! | #REF! | #REF! | #REF! | #REF! | #REF! | #REF! | #REF! | #REF! | #REF! | #REF! | #REF! | #REF! | #REF! | #REF! | #REF! | #REF! | #REF! | #REF! | #REF! | #REF! | #REF! | #REF! | #REF! | #REF! | #REF! | #REF! | #REF! | #REF! | #REF! | #REF! | #REF! | #REF! | #REF! | #REF! | #REF! | #REF! | #REF! | #REF! | #REF! | #REF! | #REF! | #REF! | #REF! | #REF! | #REF! | #REF! | #REF! | #REF! | #REF! | #REF! | #REF! | #REF! | #REF! | #REF! | #REF! | #REF! | #REF! | #REF! | #REF! | #REF! | #REF! | #REF! | #REF! | #REF! | #REF! | #REF! | #REF! | #REF! | #REF! | #REF! | #REF! | #REF! | #REF! | #REF! | #REF! | #REF! | #REF! | #REF! | #REF! | #REF! | #REF! | #REF! | #REF! | #REF! | #REF! | #REF! | #REF! | #REF! | #REF! | #REF! | #REF! | #REF! | #REF! | #REF! | #REF! | #REF! | #REF! | #REF! | #REF! | #REF! | #REF! | #REF! | #REF! | #REF! | #REF! | #REF! | #REF! | #REF! | #REF! | #REF!
87 | #REF! | [86 empty] | #REF! | #REF! | #REF! | #REF! | #REF! | #REF! | #REF! | #REF! | #REF! | #REF! | #REF! | #REF! | #REF! | #REF! | #REF! | #REF! | #REF! | #REF! | #REF! | #REF! | #REF! | #REF! | #REF! | #REF! | #REF! | #REF! | #REF! | #REF! | #REF! | #REF! | #REF! | #REF! | #REF! | #REF! | #REF! | #REF! | #REF! | #REF! | #REF! | #REF! | #REF! | #REF! | #REF! | #REF! | #REF! | #REF! | #REF! | #REF! | #REF! | #REF! | #REF! | #REF! | #REF! | #REF! | #REF! | #REF! | #REF! | #REF! | #REF! | #REF! | #REF! | #REF! | #REF! | #REF! | #REF! | #REF! | #REF! | #REF! | #REF! | #REF! | #REF! | #REF! | #REF! | #REF! | #REF! | #REF! | #REF! | #REF! | #REF! | #REF! | #REF! | #REF! | #REF! | #REF! | #REF! | #REF! | #REF! | #REF! | #REF! | #REF! | #REF! | #REF! | #REF! | #REF! | #REF! | #REF! | #REF! | #REF! | #REF! | #REF! | #REF! | #REF! | #REF! | #REF! | #REF! | #REF! | #REF! | #REF! | #REF! | #REF! | #REF! | #REF! | #REF! | #REF! | #REF! | #REF! | #REF! | #REF! | #REF! | #REF! | #REF! | #REF! | #REF! | #REF! | #REF! | #REF! | #REF! | #REF! | #REF! | #REF!
88 | #REF! | 88: #REF!; 89: #REF!; 90: #REF!; 91: #REF!; 92: #REF!; 93: #REF!; 94: #REF!; 95: #REF!; 96: #REF!; 97: #REF!; 98: #REF!; 99: #REF!; 100: #REF!; 101: #REF!; 102: #REF!; 103: #REF!; 104: #REF!; 105: #REF!; 106: #REF!; 107: #REF!; 108: #REF!; 109: #REF!; 110: #REF!; 111: #REF!; 112: #REF!; 113: #REF!; 114: #REF!; 115: #REF!; 116: #REF!; 117: #REF!; 118: #REF!; 119: #REF!; 120: #REF!; 121: #REF!; 122: #REF!; 123: #REF!; 124: #REF!; 125: #REF!; 126: #REF!; 127: #REF!; 128: #REF!; 129: #REF!; 130: #REF!; 131: #REF!; 132: #REF!; 133: #REF!; 134: #REF!; 135: #REF!; 136: #REF!; 137: #REF!; 138: #REF!; 139: #REF!; 140: #REF!; 141: #REF!; 142: #REF!; 143: #REF!; 144: #REF!; 145: #REF!; 146: #REF!; 147: #REF!; 148: #REF!; 149: #REF!; 150: #REF!; 151: #REF!; 152: #REF!; 153: #REF!; 154: #REF!; 155: #REF!; 156: #REF!; 157: #REF!; 158: #REF!; 159: #REF!; 160: #REF!; 161: #REF!; 162: #REF!; 163: #REF!; 164: #REF!; 165: #REF!; 166: #REF!; 167: #REF!; 168: #REF!; 169: #REF!; 170: #REF!; 171: #REF!; 172: #REF!; 173: #REF!; 174: #REF!; 175: #REF!; 176: #REF!; 177: #REF!; 178: #REF!; 179: #REF!; 180: #REF!; 181: #REF!; 182: #REF!; 183: #REF!; 184: #REF!; 185: #REF!; 186: #REF!; 187: #REF!; 188: #REF!; 189: #REF!; 190: #REF!; 191: #REF!; 192: #REF!; 193: #REF!; 194: #REF!; 195: #REF!; 196: #REF!; 197: #REF!; 198: #REF!; 199: #REF!; 200: #REF!; 201: #REF!; 202: #REF!; 203: #REF!; 204: #REF!; 205: #REF!; 206: #REF!; 207: #REF!; 208: #REF!; 209: #REF!; 210: #REF!; 211: #REF!; 212: #REF!; 213: #REF!; 214: #REF!; 215: #REF!; 216: #REF!
89 | #REF! | 89: #REF!; 90: #REF!; 91: #REF!; 92: #REF!; 93: #REF!; 94: #REF!; 95: #REF!; 96: #REF!; 97: #REF!; 98: #REF!; 99: #REF!; 100: #REF!; 101: #REF!; 102: #REF!; 103: #REF!; 104: #REF!; 105: #REF!; 106: #REF!; 107: #REF!; 108: #REF!; 109: #REF!; 110: #REF!; 111: #REF!; 112: #REF!; 113: #REF!; 114: #REF!; 115: #REF!; 116: #REF!; 117: #REF!; 118: #REF!; 119: #REF!; 120: #REF!; 121: #REF!; 122: #REF!; 123: #REF!; 124: #REF!; 125: #REF!; 126: #REF!; 127: #REF!; 128: #REF!; 129: #REF!; 130: #REF!; 131: #REF!; 132: #REF!; 133: #REF!; 134: #REF!; 135: #REF!; 136: #REF!; 137: #REF!; 138: #REF!; 139: #REF!; 140: #REF!; 141: #REF!; 142: #REF!; 143: #REF!; 144: #REF!; 145: #REF!; 146: #REF!; 147: #REF!; 148: #REF!; 149: #REF!; 150: #REF!; 151: #REF!; 152: #REF!; 153: #REF!; 154: #REF!; 155: #REF!; 156: #REF!; 157: #REF!; 158: #REF!; 159: #REF!; 160: #REF!; 161: #REF!; 162: #REF!; 163: #REF!; 164: #REF!; 165: #REF!; 166: #REF!; 167: #REF!; 168: #REF!; 169: #REF!; 170: #REF!; 171: #REF!; 172: #REF!; 173: #REF!; 174: #REF!; 175: #REF!; 176: #REF!; 177: #REF!; 178: #REF!; 179: #REF!; 180: #REF!; 181: #REF!; 182: #REF!; 183: #REF!; 184: #REF!; 185: #REF!; 186: #REF!; 187: #REF!; 188: #REF!; 189: #REF!; 190: #REF!; 191: #REF!; 192: #REF!; 193: #REF!; 194: #REF!; 195: #REF!; 196: #REF!; 197: #REF!; 198: #REF!; 199: #REF!; 200: #REF!; 201: #REF!; 202: #REF!; 203: #REF!; 204: #REF!; 205: #REF!; 206: #REF!; 207: #REF!; 208: #REF!; 209: #REF!; 210: #REF!; 211: #REF!; 212: #REF!; 213: #REF!; 214: #REF!; 215: #REF!; 216: #REF!
90 | #REF! | 90: #REF!; 91: #REF!; 92: #REF!; 93: #REF!; 94: #REF!; 95: #REF!; 96: #REF!; 97: #REF!; 98: #REF!; 99: #REF!; 100: #REF!; 101: #REF!; 102: #REF!; 103: #REF!; 104: #REF!; 105: #REF!; 106: #REF!; 107: #REF!; 108: #REF!; 109: #REF!; 110: #REF!; 111: #REF!; 112: #REF!; 113: #REF!; 114: #REF!; 115: #REF!; 116: #REF!; 117: #REF!; 118: #REF!; 119: #REF!; 120: #REF!; 121: #REF!; 122: #REF!; 123: #REF!; 124: #REF!; 125: #REF!; 126: #REF!; 127: #REF!; 128: #REF!; 129: #REF!; 130: #REF!; 131: #REF!; 132: #REF!; 133: #REF!; 134: #REF!; 135: #REF!; 136: #REF!; 137: #REF!; 138: #REF!; 139: #REF!; 140: #REF!; 141: #REF!; 142: #REF!; 143: #REF!; 144: #REF!; 145: #REF!; 146: #REF!; 147: #REF!; 148: #REF!; 149: #REF!; 150: #REF!; 151: #REF!; 152: #REF!; 153: #REF!; 154: #REF!; 155: #REF!; 156: #REF!; 157: #REF!; 158: #REF!; 159: #REF!; 160: #REF!; 161: #REF!; 162: #REF!; 163: #REF!; 164: #REF!; 165: #REF!; 166: #REF!; 167: #REF!; 168: #REF!; 169: #REF!; 170: #REF!; 171: #REF!; 172: #REF!; 173: #REF!; 174: #REF!; 175: #REF!; 176: #REF!; 177: #REF!; 178: #REF!; 179: #REF!; 180: #REF!; 181: #REF!; 182: #REF!; 183: #REF!; 184: #REF!; 185: #REF!; 186: #REF!; 187: #REF!; 188: #REF!; 189: #REF!; 190: #REF!; 191: #REF!; 192: #REF!; 193: #REF!; 194: #REF!; 195: #REF!; 196: #REF!; 197: #REF!; 198: #REF!; 199: #REF!; 200: #REF!; 201: #REF!; 202: #REF!; 203: #REF!; 204: #REF!; 205: #REF!; 206: #REF!; 207: #REF!; 208: #REF!; 209: #REF!; 210: #REF!; 211: #REF!; 212: #REF!; 213: #REF!; 214: #REF!; 215: #REF!; 216: #REF!
91 | #REF! | 91: #REF!; 92: #REF!; 93: #REF!; 94: #REF!; 95: #REF!; 96: #REF!; 97: #REF!; 98: #REF!; 99: #REF!; 100: #REF!; 101: #REF!; 102: #REF!; 103: #REF!; 104: #REF!; 105: #REF!; 106: #REF!; 107: #REF!; 108: #REF!; 109: #REF!; 110: #REF!; 111: #REF!; 112: #REF!; 113: #REF!; 114: #REF!; 115: #REF!; 116: #REF!; 117: #REF!; 118: #REF!; 119: #REF!; 120: #REF!; 121: #REF!; 122: #REF!; 123: #REF!; 124: #REF!; 125: #REF!; 126: #REF!; 127: #REF!; 128: #REF!; 129: #REF!; 130: #REF!; 131: #REF!; 132: #REF!; 133: #REF!; 134: #REF!; 135: #REF!; 136: #REF!; 137: #REF!; 138: #REF!; 139: #REF!; 140: #REF!; 141: #REF!; 142: #REF!; 143: #REF!; 144: #REF!; 145: #REF!; 146: #REF!; 147: #REF!; 148: #REF!; 149: #REF!; 150: #REF!; 151: #REF!; 152: #REF!; 153: #REF!; 154: #REF!; 155: #REF!; 156: #REF!; 157: #REF!; 158: #REF!; 159: #REF!; 160: #REF!; 161: #REF!; 162: #REF!; 163: #REF!; 164: #REF!; 165: #REF!; 166: #REF!; 167: #REF!; 168: #REF!; 169: #REF!; 170: #REF!; 171: #REF!; 172: #REF!; 173: #REF!; 174: #REF!; 175: #REF!; 176: #REF!; 177: #REF!; 178: #REF!; 179: #REF!; 180: #REF!; 181: #REF!; 182: #REF!; 183: #REF!; 184: #REF!; 185: #REF!; 186: #REF!; 187: #REF!; 188: #REF!; 189: #REF!; 190: #REF!; 191: #REF!; 192: #REF!; 193: #REF!; 194: #REF!; 195: #REF!; 196: #REF!; 197: #REF!; 198: #REF!; 199: #REF!; 200: #REF!; 201: #REF!; 202: #REF!; 203: #REF!; 204: #REF!; 205: #REF!; 206: #REF!; 207: #REF!; 208: #REF!; 209: #REF!; 210: #REF!; 211: #REF!; 212: #REF!; 213: #REF!; 214: #REF!; 215: #REF!; 216: #REF!
92 | #REF! | 92: #REF!; 93: #REF!; 94: #REF!; 95: #REF!; 96: #REF!; 97: #REF!; 98: #REF!; 99: #REF!; 100: #REF!; 101: #REF!; 102: #REF!; 103: #REF!; 104: #REF!; 105: #REF!; 106: #REF!; 107: #REF!; 108: #REF!; 109: #REF!; 110: #REF!; 111: #REF!; 112: #REF!; 113: #REF!; 114: #REF!; 115: #REF!; 116: #REF!; 117: #REF!; 118: #REF!; 119: #REF!; 120: #REF!; 121: #REF!; 122: #REF!; 123: #REF!; 124: #REF!; 125: #REF!; 126: #REF!; 127: #REF!; 128: #REF!; 129: #REF!; 130: #REF!; 131: #REF!; 132: #REF!; 133: #REF!; 134: #REF!; 135: #REF!; 136: #REF!; 137: #REF!; 138: #REF!; 139: #REF!; 140: #REF!; 141: #REF!; 142: #REF!; 143: #REF!; 144: #REF!; 145: #REF!; 146: #REF!; 147: #REF!; 148: #REF!; 149: #REF!; 150: #REF!; 151: #REF!; 152: #REF!; 153: #REF!; 154: #REF!; 155: #REF!; 156: #REF!; 157: #REF!; 158: #REF!; 159: #REF!; 160: #REF!; 161: #REF!; 162: #REF!; 163: #REF!; 164: #REF!; 165: #REF!; 166: #REF!; 167: #REF!; 168: #REF!; 169: #REF!; 170: #REF!; 171: #REF!; 172: #REF!; 173: #REF!; 174: #REF!; 175: #REF!; 176: #REF!; 177: #REF!; 178: #REF!; 179: #REF!; 180: #REF!; 181: #REF!; 182: #REF!; 183: #REF!; 184: #REF!; 185: #REF!; 186: #REF!; 187: #REF!; 188: #REF!; 189: #REF!; 190: #REF!; 191: #REF!; 192: #REF!; 193: #REF!; 194: #REF!; 195: #REF!; 196: #REF!; 197: #REF!; 198: #REF!; 199: #REF!; 200: #REF!; 201: #REF!; 202: #REF!; 203: #REF!; 204: #REF!; 205: #REF!; 206: #REF!; 207: #REF!; 208: #REF!; 209: #REF!; 210: #REF!; 211: #REF!; 212: #REF!; 213: #REF!; 214: #REF!; 215: #REF!; 216: #REF!
93 | #REF! | 93: #REF!; 94: #REF!; 95: #REF!; 96: #REF!; 97: #REF!; 98: #REF!; 99: #REF!; 100: #REF!; 101: #REF!; 102: #REF!; 103: #REF!; 104: #REF!; 105: #REF!; 106: #REF!; 107: #REF!; 108: #REF!; 109: #REF!; 110: #REF!; 111: #REF!; 112: #REF!; 113: #REF!; 114: #REF!; 115: #REF!; 116: #REF!; 117: #REF!; 118: #REF!; 119: #REF!; 120: #REF!; 121: #REF!; 122: #REF!; 123: #REF!; 124: #REF!; 125: #REF!; 126: #REF!; 127: #REF!; 128: #REF!; 129: #REF!; 130: #REF!; 131: #REF!; 132: #REF!; 133: #REF!; 134: #REF!; 135: #REF!; 136: #REF!; 137: #REF!; 138: #REF!; 139: #REF!; 140: #REF!; 141: #REF!; 142: #REF!; 143: #REF!; 144: #REF!; 145: #REF!; 146: #REF!; 147: #REF!; 148: #REF!; 149: #REF!; 150: #REF!; 151: #REF!; 152: #REF!; 153: #REF!; 154: #REF!; 155: #REF!; 156: #REF!; 157: #REF!; 158: #REF!; 159: #REF!; 160: #REF!; 161: #REF!; 162: #REF!; 163: #REF!; 164: #REF!; 165: #REF!; 166: #REF!; 167: #REF!; 168: #REF!; 169: #REF!; 170: #REF!; 171: #REF!; 172: #REF!; 173: #REF!; 174: #REF!; 175: #REF!; 176: #REF!; 177: #REF!; 178: #REF!; 179: #REF!; 180: #REF!; 181: #REF!; 182: #REF!; 183: #REF!; 184: #REF!; 185: #REF!; 186: #REF!; 187: #REF!; 188: #REF!; 189: #REF!; 190: #REF!; 191: #REF!; 192: #REF!; 193: #REF!; 194: #REF!; 195: #REF!; 196: #REF!; 197: #REF!; 198: #REF!; 199: #REF!; 200: #REF!; 201: #REF!; 202: #REF!; 203: #REF!; 204: #REF!; 205: #REF!; 206: #REF!; 207: #REF!; 208: #REF!; 209: #REF!; 210: #REF!; 211: #REF!; 212: #REF!; 213: #REF!; 214: #REF!; 215: #REF!; 216: #REF!
94 | #REF! | 94: #REF!; 95: #REF!; 96: #REF!; 97: #REF!; 98: #REF!; 99: #REF!; 100: #REF!; 101: #REF!; 102: #REF!; 103: #REF!; 104: #REF!; 105: #REF!; 106: #REF!; 107: #REF!; 108: #REF!; 109: #REF!; 110: #REF!; 111: #REF!; 112: #REF!; 113: #REF!; 114: #REF!; 115: #REF!; 116: #REF!; 117: #REF!; 118: #REF!; 119: #REF!; 120: #REF!; 121: #REF!; 122: #REF!; 123: #REF!; 124: #REF!; 125: #REF!; 126: #REF!; 127: #REF!; 128: #REF!; 129: #REF!; 130: #REF!; 131: #REF!; 132: #REF!; 133: #REF!; 134: #REF!; 135: #REF!; 136: #REF!; 137: #REF!; 138: #REF!; 139: #REF!; 140: #REF!; 141: #REF!; 142: #REF!; 143: #REF!; 144: #REF!; 145: #REF!; 146: #REF!; 147: #REF!; 148: #REF!; 149: #REF!; 150: #REF!; 151: #REF!; 152: #REF!; 153: #REF!; 154: #REF!; 155: #REF!; 156: #REF!; 157: #REF!; 158: #REF!; 159: #REF!; 160: #REF!; 161: #REF!; 162: #REF!; 163: #REF!; 164: #REF!; 165: #REF!; 166: #REF!; 167: #REF!; 168: #REF!; 169: #REF!; 170: #REF!; 171: #REF!; 172: #REF!; 173: #REF!; 174: #REF!; 175: #REF!; 176: #REF!; 177: #REF!; 178: #REF!; 179: #REF!; 180: #REF!; 181: #REF!; 182: #REF!; 183: #REF!; 184: #REF!; 185: #REF!; 186: #REF!; 187: #REF!; 188: #REF!; 189: #REF!; 190: #REF!; 191: #REF!; 192: #REF!; 193: #REF!; 194: #REF!; 195: #REF!; 196: #REF!; 197: #REF!; 198: #REF!; 199: #REF!; 200: #REF!; 201: #REF!; 202: #REF!; 203: #REF!; 204: #REF!; 205: #REF!; 206: #REF!; 207: #REF!; 208: #REF!; 209: #REF!; 210: #REF!; 211: #REF!; 212: #REF!; 213: #REF!; 214: #REF!; 215: #REF!; 216: #REF!
95 | #REF! | 95: #REF!; 96: #REF!; 97: #REF!; 98: #REF!; 99: #REF!; 100: #REF!; 101: #REF!; 102: #REF!; 103: #REF!; 104: #REF!; 105: #REF!; 106: #REF!; 107: #REF!; 108: #REF!; 109: #REF!; 110: #REF!; 111: #REF!; 112: #REF!; 113: #REF!; 114: #REF!; 115: #REF!; 116: #REF!; 117: #REF!; 118: #REF!; 119: #REF!; 120: #REF!; 121: #REF!; 122: #REF!; 123: #REF!; 124: #REF!; 125: #REF!; 126: #REF!; 127: #REF!; 128: #REF!; 129: #REF!; 130: #REF!; 131: #REF!; 132: #REF!; 133: #REF!; 134: #REF!; 135: #REF!; 136: #REF!; 137: #REF!; 138: #REF!; 139: #REF!; 140: #REF!; 141: #REF!; 142: #REF!; 143: #REF!; 144: #REF!; 145: #REF!; 146: #REF!; 147: #REF!; 148: #REF!; 149: #REF!; 150: #REF!; 151: #REF!; 152: #REF!; 153: #REF!; 154: #REF!; 155: #REF!; 156: #REF!; 157: #REF!; 158: #REF!; 159: #REF!; 160: #REF!; 161: #REF!; 162: #REF!; 163: #REF!; 164: #REF!; 165: #REF!; 166: #REF!; 167: #REF!; 168: #REF!; 169: #REF!; 170: #REF!; 171: #REF!; 172: #REF!; 173: #REF!; 174: #REF!; 175: #REF!; 176: #REF!; 177: #REF!; 178: #REF!; 179: #REF!; 180: #REF!; 181: #REF!; 182: #REF!; 183: #REF!; 184: #REF!; 185: #REF!; 186: #REF!; 187: #REF!; 188: #REF!; 189: #REF!; 190: #REF!; 191: #REF!; 192: #REF!; 193: #REF!; 194: #REF!; 195: #REF!; 196: #REF!; 197: #REF!; 198: #REF!; 199: #REF!; 200: #REF!; 201: #REF!; 202: #REF!; 203: #REF!; 204: #REF!; 205: #REF!; 206: #REF!; 207: #REF!; 208: #REF!; 209: #REF!; 210: #REF!; 211: #REF!; 212: #REF!; 213: #REF!; 214: #REF!; 215: #REF!; 216: #REF!
96 | #REF! | 96: #REF!; 97: #REF!; 98: #REF!; 99: #REF!; 100: #REF!; 101: #REF!; 102: #REF!; 103: #REF!; 104: #REF!; 105: #REF!; 106: #REF!; 107: #REF!; 108: #REF!; 109: #REF!; 110: #REF!; 111: #REF!; 112: #REF!; 113: #REF!; 114: #REF!; 115: #REF!; 116: #REF!; 117: #REF!; 118: #REF!; 119: #REF!; 120: #REF!; 121: #REF!; 122: #REF!; 123: #REF!; 124: #REF!; 125: #REF!; 126: #REF!; 127: #REF!; 128: #REF!; 129: #REF!; 130: #REF!; 131: #REF!; 132: #REF!; 133: #REF!; 134: #REF!; 135: #REF!; 136: #REF!; 137: #REF!; 138: #REF!; 139: #REF!; 140: #REF!; 141: #REF!; 142: #REF!; 143: #REF!; 144: #REF!; 145: #REF!; 146: #REF!; 147: #REF!; 148: #REF!; 149: #REF!; 150: #REF!; 151: #REF!; 152: #REF!; 153: #REF!; 154: #REF!; 155: #REF!; 156: #REF!; 157: #REF!; 158: #REF!; 159: #REF!; 160: #REF!; 161: #REF!; 162: #REF!; 163: #REF!; 164: #REF!; 165: #REF!; 166: #REF!; 167: #REF!; 168: #REF!; 169: #REF!; 170: #REF!; 171: #REF!; 172: #REF!; 173: #REF!; 174: #REF!; 175: #REF!; 176: #REF!; 177: #REF!; 178: #REF!; 179: #REF!; 180: #REF!; 181: #REF!; 182: #REF!; 183: #REF!; 184: #REF!; 185: #REF!; 186: #REF!; 187: #REF!; 188: #REF!; 189: #REF!; 190: #REF!; 191: #REF!; 192: #REF!; 193: #REF!; 194: #REF!; 195: #REF!; 196: #REF!; 197: #REF!; 198: #REF!; 199: #REF!; 200: #REF!; 201: #REF!; 202: #REF!; 203: #REF!; 204: #REF!; 205: #REF!; 206: #REF!; 207: #REF!; 208: #REF!; 209: #REF!; 210: #REF!; 211: #REF!; 212: #REF!; 213: #REF!; 214: #REF!; 215: #REF!; 216: #REF!
97 | #REF! | 97: #REF!; 98: #REF!; 99: #REF!; 100: #REF!; 101: #REF!; 102: #REF!; 103: #REF!; 104: #REF!; 105: #REF!; 106: #REF!; 107: #REF!; 108: #REF!; 109: #REF!; 110: #REF!; 111: #REF!; 112: #REF!; 113: #REF!; 114: #REF!; 115: #REF!; 116: #REF!; 117: #REF!; 118: #REF!; 119: #REF!; 120: #REF!; 121: #REF!; 122: #REF!; 123: #REF!; 124: #REF!; 125: #REF!; 126: #REF!; 127: #REF!; 128: #REF!; 129: #REF!; 130: #REF!; 131: #REF!; 132: #REF!; 133: #REF!; 134: #REF!; 135: #REF!; 136: #REF!; 137: #REF!; 138: #REF!; 139: #REF!; 140: #REF!; 141: #REF!; 142: #REF!; 143: #REF!; 144: #REF!; 145: #REF!; 146: #REF!; 147: #REF!; 148: #REF!; 149: #REF!; 150: #REF!; 151: #REF!; 152: #REF!; 153: #REF!; 154: #REF!; 155: #REF!; 156: #REF!; 157: #REF!; 158: #REF!; 159: #REF!; 160: #REF!; 161: #REF!; 162: #REF!; 163: #REF!; 164: #REF!; 165: #REF!; 166: #REF!; 167: #REF!; 168: #REF!; 169: #REF!; 170: #REF!; 171: #REF!; 172: #REF!; 173: #REF!; 174: #REF!; 175: #REF!; 176: #REF!; 177: #REF!; 178: #REF!; 179: #REF!; 180: #REF!; 181: #REF!; 182: #REF!; 183: #REF!; 184: #REF!; 185: #REF!; 186: #REF!; 187: #REF!; 188: #REF!; 189: #REF!; 190: #REF!; 191: #REF!; 192: #REF!; 193: #REF!; 194: #REF!; 195: #REF!; 196: #REF!; 197: #REF!; 198: #REF!; 199: #REF!; 200: #REF!; 201: #REF!; 202: #REF!; 203: #REF!; 204: #REF!; 205: #REF!; 206: #REF!; 207: #REF!; 208: #REF!; 209: #REF!; 210: #REF!; 211: #REF!; 212: #REF!; 213: #REF!; 214: #REF!; 215: #REF!; 216: #REF!
98 | #REF! | 98: #REF!; 99: #REF!; 100: #REF!; 101: #REF!; 102: #REF!; 103: #REF!; 104: #REF!; 105: #REF!; 106: #REF!; 107: #REF!; 108: #REF!; 109: #REF!; 110: #REF!; 111: #REF!; 112: #REF!; 113: #REF!; 114: #REF!; 115: #REF!; 116: #REF!; 117: #REF!; 118: #REF!; 119: #REF!; 120: #REF!; 121: #REF!; 122: #REF!; 123: #REF!; 124: #REF!; 125: #REF!; 126: #REF!; 127: #REF!; 128: #REF!; 129: #REF!; 130: #REF!; 131: #REF!; 132: #REF!; 133: #REF!; 134: #REF!; 135: #REF!; 136: #REF!; 137: #REF!; 138: #REF!; 139: #REF!; 140: #REF!; 141: #REF!; 142: #REF!; 143: #REF!; 144: #REF!; 145: #REF!; 146: #REF!; 147: #REF!; 148: #REF!; 149: #REF!; 150: #REF!; 151: #REF!; 152: #REF!; 153: #REF!; 154: #REF!; 155: #REF!; 156: #REF!; 157: #REF!; 158: #REF!; 159: #REF!; 160: #REF!; 161: #REF!; 162: #REF!; 163: #REF!; 164: #REF!; 165: #REF!; 166: #REF!; 167: #REF!; 168: #REF!; 169: #REF!; 170: #REF!; 171: #REF!; 172: #REF!; 173: #REF!; 174: #REF!; 175: #REF!; 176: #REF!; 177: #REF!; 178: #REF!; 179: #REF!; 180: #REF!; 181: #REF!; 182: #REF!; 183: #REF!; 184: #REF!; 185: #REF!; 186: #REF!; 187: #REF!; 188: #REF!; 189: #REF!; 190: #REF!; 191: #REF!; 192: #REF!; 193: #REF!; 194: #REF!; 195: #REF!; 196: #REF!; 197: #REF!; 198: #REF!; 199: #REF!; 200: #REF!; 201: #REF!; 202: #REF!; 203: #REF!; 204: #REF!; 205: #REF!; 206: #REF!; 207: #REF!; 208: #REF!; 209: #REF!; 210: #REF!; 211: #REF!; 212: #REF!; 213: #REF!; 214: #REF!; 215: #REF!; 216: #REF!
99 | #REF! | 99: #REF!; 100: #REF!; 101: #REF!; 102: #REF!; 103: #REF!; 104: #REF!; 105: #REF!; 106: #REF!; 107: #REF!; 108: #REF!; 109: #REF!; 110: #REF!; 111: #REF!; 112: #REF!; 113: #REF!; 114: #REF!; 115: #REF!; 116: #REF!; 117: #REF!; 118: #REF!; 119: #REF!; 120: #REF!; 121: #REF!; 122: #REF!; 123: #REF!; 124: #REF!; 125: #REF!; 126: #REF!; 127: #REF!; 128: #REF!; 129: #REF!; 130: #REF!; 131: #REF!; 132: #REF!; 133: #REF!; 134: #REF!; 135: #REF!; 136: #REF!; 137: #REF!; 138: #REF!; 139: #REF!; 140: #REF!; 141: #REF!; 142: #REF!; 143: #REF!; 144: #REF!; 145: #REF!; 146: #REF!; 147: #REF!; 148: #REF!; 149: #REF!; 150: #REF!; 151: #REF!; 152: #REF!; 153: #REF!; 154: #REF!; 155: #REF!; 156: #REF!; 157: #REF!; 158: #REF!; 159: #REF!; 160: #REF!; 161: #REF!; 162: #REF!; 163: #REF!; 164: #REF!; 165: #REF!; 166: #REF!; 167: #REF!; 168: #REF!; 169: #REF!; 170: #REF!; 171: #REF!; 172: #REF!; 173: #REF!; 174: #REF!; 175: #REF!; 176: #REF!; 177: #REF!; 178: #REF!; 179: #REF!; 180: #REF!; 181: #REF!; 182: #REF!; 183: #REF!; 184: #REF!; 185: #REF!; 186: #REF!; 187: #REF!; 188: #REF!; 189: #REF!; 190: #REF!; 191: #REF!; 192: #REF!; 193: #REF!; 194: #REF!; 195: #REF!; 196: #REF!; 197: #REF!; 198: #REF!; 199: #REF!; 200: #REF!; 201: #REF!; 202: #REF!; 203: #REF!; 204: #REF!; 205: #REF!; 206: #REF!; 207: #REF!; 208: #REF!; 209: #REF!; 210: #REF!; 211: #REF!; 212: #REF!; 213: #REF!; 214: #REF!; 215: #REF!; 216: #REF!
100 | #REF! | 100: #REF!; 101: #REF!; 102: #REF!; 103: #REF!; 104: #REF!; 105: #REF!; 106: #REF!; 107: #REF!; 108: #REF!; 109: #REF!; 110: #REF!; 111: #REF!; 112: #REF!; 113: #REF!; 114: #REF!; 115: #REF!; 116: #REF!; 117: #REF!; 118: #REF!; 119: #REF!; 120: #REF!; 121: #REF!; 122: #REF!; 123: #REF!; 124: #REF!; 125: #REF!; 126: #REF!; 127: #REF!; 128: #REF!; 129: #REF!; 130: #REF!; 131: #REF!; 132: #REF!; 133: #REF!; 134: #REF!; 135: #REF!; 136: #REF!; 137: #REF!; 138: #REF!; 139: #REF!; 140: #REF!; 141: #REF!; 142: #REF!; 143: #REF!; 144: #REF!; 145: #REF!; 146: #REF!; 147: #REF!; 148: #REF!; 149: #REF!; 150: #REF!; 151: #REF!; 152: #REF!; 153: #REF!; 154: #REF!; 155: #REF!; 156: #REF!; 157: #REF!; 158: #REF!; 159: #REF!; 160: #REF!; 161: #REF!; 162: #REF!; 163: #REF!; 164: #REF!; 165: #REF!; 166: #REF!; 167: #REF!; 168: #REF!; 169: #REF!; 170: #REF!; 171: #REF!; 172: #REF!; 173: #REF!; 174: #REF!; 175: #REF!; 176: #REF!; 177: #REF!; 178: #REF!; 179: #REF!; 180: #REF!; 181: #REF!; 182: #REF!; 183: #REF!; 184: #REF!; 185: #REF!; 186: #REF!; 187: #REF!; 188: #REF!; 189: #REF!; 190: #REF!; 191: #REF!; 192: #REF!; 193: #REF!; 194: #REF!; 195: #REF!; 196: #REF!; 197: #REF!; 198: #REF!; 199: #REF!; 200: #REF!; 201: #REF!; 202: #REF!; 203: #REF!; 204: #REF!; 205: #REF!; 206: #REF!; 207: #REF!; 208: #REF!; 209: #REF!; 210: #REF!; 211: #REF!; 212: #REF!; 213: #REF!; 214: #REF!; 215: #REF!; 216: #REF!
101 | #REF! | 101: #REF!; 102: #REF!; 103: #REF!; 104: #REF!; 105: #REF!; 106: #REF!; 107: #REF!; 108: #REF!; 109: #REF!; 110: #REF!; 111: #REF!; 112: #REF!; 113: #REF!; 114: #REF!; 115: #REF!; 116: #REF!; 117: #REF!; 118: #REF!; 119: #REF!; 120: #REF!; 121: #REF!; 122: #REF!; 123: #REF!; 124: #REF!; 125: #REF!; 126: #REF!; 127: #REF!; 128: #REF!; 129: #REF!; 130: #REF!; 131: #REF!; 132: #REF!; 133: #REF!; 134: #REF!; 135: #REF!; 136: #REF!; 137: #REF!; 138: #REF!; 139: #REF!; 140: #REF!; 141: #REF!; 142: #REF!; 143: #REF!; 144: #REF!; 145: #REF!; 146: #REF!; 147: #REF!; 148: #REF!; 149: #REF!; 150: #REF!; 151: #REF!; 152: #REF!; 153: #REF!; 154: #REF!; 155: #REF!; 156: #REF!; 157: #REF!; 158: #REF!; 159: #REF!; 160: #REF!; 161: #REF!; 162: #REF!; 163: #REF!; 164: #REF!; 165: #REF!; 166: #REF!; 167: #REF!; 168: #REF!; 169: #REF!; 170: #REF!; 171: #REF!; 172: #REF!; 173: #REF!; 174: #REF!; 175: #REF!; 176: #REF!; 177: #REF!; 178: #REF!; 179: #REF!; 180: #REF!; 181: #REF!; 182: #REF!; 183: #REF!; 184: #REF!; 185: #REF!; 186: #REF!; 187: #REF!; 188: #REF!; 189: #REF!; 190: #REF!; 191: #REF!; 192: #REF!; 193: #REF!; 194: #REF!; 195: #REF!; 196: #REF!; 197: #REF!; 198: #REF!; 199: #REF!; 200: #REF!; 201: #REF!; 202: #REF!; 203: #REF!; 204: #REF!; 205: #REF!; 206: #REF!; 207: #REF!; 208: #REF!; 209: #REF!; 210: #REF!; 211: #REF!; 212: #REF!; 213: #REF!; 214: #REF!; 215: #REF!; 216: #REF!
102 | #REF! | 102: #REF!; 103: #REF!; 104: #REF!; 105: #REF!; 106: #REF!; 107: #REF!; 108: #REF!; 109: #REF!; 110: #REF!; 111: #REF!; 112: #REF!; 113: #REF!; 114: #REF!; 115: #REF!; 116: #REF!; 117: #REF!; 118: #REF!; 119: #REF!; 120: #REF!; 121: #REF!; 122: #REF!; 123: #REF!; 124: #REF!; 125: #REF!; 126: #REF!; 127: #REF!; 128: #REF!; 129: #REF!; 130: #REF!; 131: #REF!; 132: #REF!; 133: #REF!; 134: #REF!; 135: #REF!; 136: #REF!; 137: #REF!; 138: #REF!; 139: #REF!; 140: #REF!; 141: #REF!; 142: #REF!; 143: #REF!; 144: #REF!; 145: #REF!; 146: #REF!; 147: #REF!; 148: #REF!; 149: #REF!; 150: #REF!; 151: #REF!; 152: #REF!; 153: #REF!; 154: #REF!; 155: #REF!; 156: #REF!; 157: #REF!; 158: #REF!; 159: #REF!; 160: #REF!; 161: #REF!; 162: #REF!; 163: #REF!; 164: #REF!; 165: #REF!; 166: #REF!; 167: #REF!; 168: #REF!; 169: #REF!; 170: #REF!; 171: #REF!; 172: #REF!; 173: #REF!; 174: #REF!; 175: #REF!; 176: #REF!; 177: #REF!; 178: #REF!; 179: #REF!; 180: #REF!; 181: #REF!; 182: #REF!; 183: #REF!; 184: #REF!; 185: #REF!; 186: #REF!; 187: #REF!; 188: #REF!; 189: #REF!; 190: #REF!; 191: #REF!; 192: #REF!; 193: #REF!; 194: #REF!; 195: #REF!; 196: #REF!; 197: #REF!; 198: #REF!; 199: #REF!; 200: #REF!; 201: #REF!; 202: #REF!; 203: #REF!; 204: #REF!; 205: #REF!; 206: #REF!; 207: #REF!; 208: #REF!; 209: #REF!; 210: #REF!; 211: #REF!; 212: #REF!; 213: #REF!; 214: #REF!; 215: #REF!; 216: #REF!
103 | #REF! | 103: #REF!; 104: #REF!; 105: #REF!; 106: #REF!; 107: #REF!; 108: #REF!; 109: #REF!; 110: #REF!; 111: #REF!; 112: #REF!; 113: #REF!; 114: #REF!; 115: #REF!; 116: #REF!; 117: #REF!; 118: #REF!; 119: #REF!; 120: #REF!; 121: #REF!; 122: #REF!; 123: #REF!; 124: #REF!; 125: #REF!; 126: #REF!; 127: #REF!; 128: #REF!; 129: #REF!; 130: #REF!; 131: #REF!; 132: #REF!; 133: #REF!; 134: #REF!; 135: #REF!; 136: #REF!; 137: #REF!; 138: #REF!; 139: #REF!; 140: #REF!; 141: #REF!; 142: #REF!; 143: #REF!; 144: #REF!; 145: #REF!; 146: #REF!; 147: #REF!; 148: #REF!; 149: #REF!; 150: #REF!; 151: #REF!; 152: #REF!; 153: #REF!; 154: #REF!; 155: #REF!; 156: #REF!; 157: #REF!; 158: #REF!; 159: #REF!; 160: #REF!; 161: #REF!; 162: #REF!; 163: #REF!; 164: #REF!; 165: #REF!; 166: #REF!; 167: #REF!; 168: #REF!; 169: #REF!; 170: #REF!; 171: #REF!; 172: #REF!; 173: #REF!; 174: #REF!; 175: #REF!; 176: #REF!; 177: #REF!; 178: #REF!; 179: #REF!; 180: #REF!; 181: #REF!; 182: #REF!; 183: #REF!; 184: #REF!; 185: #REF!; 186: #REF!; 187: #REF!; 188: #REF!; 189: #REF!; 190: #REF!; 191: #REF!; 192: #REF!; 193: #REF!; 194: #REF!; 195: #REF!; 196: #REF!; 197: #REF!; 198: #REF!; 199: #REF!; 200: #REF!; 201: #REF!; 202: #REF!; 203: #REF!; 204: #REF!; 205: #REF!; 206: #REF!; 207: #REF!; 208: #REF!; 209: #REF!; 210: #REF!; 211: #REF!; 212: #REF!; 213: #REF!; 214: #REF!; 215: #REF!; 216: #REF!
104 | #REF! | 104: #REF!; 105: #REF!; 106: #REF!; 107: #REF!; 108: #REF!; 109: #REF!; 110: #REF!; 111: #REF!; 112: #REF!; 113: #REF!; 114: #REF!; 115: #REF!; 116: #REF!; 117: #REF!; 118: #REF!; 119: #REF!; 120: #REF!; 121: #REF!; 122: #REF!; 123: #REF!; 124: #REF!; 125: #REF!; 126: #REF!; 127: #REF!; 128: #REF!; 129: #REF!; 130: #REF!; 131: #REF!; 132: #REF!; 133: #REF!; 134: #REF!; 135: #REF!; 136: #REF!; 137: #REF!; 138: #REF!; 139: #REF!; 140: #REF!; 141: #REF!; 142: #REF!; 143: #REF!; 144: #REF!; 145: #REF!; 146: #REF!; 147: #REF!; 148: #REF!; 149: #REF!; 150: #REF!; 151: #REF!; 152: #REF!; 153: #REF!; 154: #REF!; 155: #REF!; 156: #REF!; 157: #REF!; 158: #REF!; 159: #REF!; 160: #REF!; 161: #REF!; 162: #REF!; 163: #REF!; 164: #REF!; 165: #REF!; 166: #REF!; 167: #REF!; 168: #REF!; 169: #REF!; 170: #REF!; 171: #REF!; 172: #REF!; 173: #REF!; 174: #REF!; 175: #REF!; 176: #REF!; 177: #REF!; 178: #REF!; 179: #REF!; 180: #REF!; 181: #REF!; 182: #REF!; 183: #REF!; 184: #REF!; 185: #REF!; 186: #REF!; 187: #REF!; 188: #REF!; 189: #REF!; 190: #REF!; 191: #REF!; 192: #REF!; 193: #REF!; 194: #REF!; 195: #REF!; 196: #REF!; 197: #REF!; 198: #REF!; 199: #REF!; 200: #REF!; 201: #REF!; 202: #REF!; 203: #REF!; 204: #REF!; 205: #REF!; 206: #REF!; 207: #REF!; 208: #REF!; 209: #REF!; 210: #REF!; 211: #REF!; 212: #REF!; 213: #REF!; 214: #REF!; 215: #REF!; 216: #REF!
105 | #REF! | 105: #REF!; 106: #REF!; 107: #REF!; 108: #REF!; 109: #REF!; 110: #REF!; 111: #REF!; 112: #REF!; 113: #REF!; 114: #REF!; 115: #REF!; 116: #REF!; 117: #REF!; 118: #REF!; 119: #REF!; 120: #REF!; 121: #REF!; 122: #REF!; 123: #REF!; 124: #REF!; 125: #REF!; 126: #REF!; 127: #REF!; 128: #REF!; 129: #REF!; 130: #REF!; 131: #REF!; 132: #REF!; 133: #REF!; 134: #REF!; 135: #REF!; 136: #REF!; 137: #REF!; 138: #REF!; 139: #REF!; 140: #REF!; 141: #REF!; 142: #REF!; 143: #REF!; 144: #REF!; 145: #REF!; 146: #REF!; 147: #REF!; 148: #REF!; 149: #REF!; 150: #REF!; 151: #REF!; 152: #REF!; 153: #REF!; 154: #REF!; 155: #REF!; 156: #REF!; 157: #REF!; 158: #REF!; 159: #REF!; 160: #REF!; 161: #REF!; 162: #REF!; 163: #REF!; 164: #REF!; 165: #REF!; 166: #REF!; 167: #REF!; 168: #REF!; 169: #REF!; 170: #REF!; 171: #REF!; 172: #REF!; 173: #REF!; 174: #REF!; 175: #REF!; 176: #REF!; 177: #REF!; 178: #REF!; 179: #REF!; 180: #REF!; 181: #REF!; 182: #REF!; 183: #REF!; 184: #REF!; 185: #REF!; 186: #REF!; 187: #REF!; 188: #REF!; 189: #REF!; 190: #REF!; 191: #REF!; 192: #REF!; 193: #REF!; 194: #REF!; 195: #REF!; 196: #REF!; 197: #REF!; 198: #REF!; 199: #REF!; 200: #REF!; 201: #REF!; 202: #REF!; 203: #REF!; 204: #REF!; 205: #REF!; 206: #REF!; 207: #REF!; 208: #REF!; 209: #REF!; 210: #REF!; 211: #REF!; 212: #REF!; 213: #REF!; 214: #REF!; 215: #REF!; 216: #REF!
106 | #REF! | 106: #REF!; 107: #REF!; 108: #REF!; 109: #REF!; 110: #REF!; 111: #REF!; 112: #REF!; 113: #REF!; 114: #REF!; 115: #REF!; 116: #REF!; 117: #REF!; 118: #REF!; 119: #REF!; 120: #REF!; 121: #REF!; 122: #REF!; 123: #REF!; 124: #REF!; 125: #REF!; 126: #REF!; 127: #REF!; 128: #REF!; 129: #REF!; 130: #REF!; 131: #REF!; 132: #REF!; 133: #REF!; 134: #REF!; 135: #REF!; 136: #REF!; 137: #REF!; 138: #REF!; 139: #REF!; 140: #REF!; 141: #REF!; 142: #REF!; 143: #REF!; 144: #REF!; 145: #REF!; 146: #REF!; 147: #REF!; 148: #REF!; 149: #REF!; 150: #REF!; 151: #REF!; 152: #REF!; 153: #REF!; 154: #REF!; 155: #REF!; 156: #REF!; 157: #REF!; 158: #REF!; 159: #REF!; 160: #REF!; 161: #REF!; 162: #REF!; 163: #REF!; 164: #REF!; 165: #REF!; 166: #REF!; 167: #REF!; 168: #REF!; 169: #REF!; 170: #REF!; 171: #REF!; 172: #REF!; 173: #REF!; 174: #REF!; 175: #REF!; 176: #REF!; 177: #REF!; 178: #REF!; 179: #REF!; 180: #REF!; 181: #REF!; 182: #REF!; 183: #REF!; 184: #REF!; 185: #REF!; 186: #REF!; 187: #REF!; 188: #REF!; 189: #REF!; 190: #REF!; 191: #REF!; 192: #REF!; 193: #REF!; 194: #REF!; 195: #REF!; 196: #REF!; 197: #REF!; 198: #REF!; 199: #REF!; 200: #REF!; 201: #REF!; 202: #REF!; 203: #REF!; 204: #REF!; 205: #REF!; 206: #REF!; 207: #REF!; 208: #REF!; 209: #REF!; 210: #REF!; 211: #REF!; 212: #REF!; 213: #REF!; 214: #REF!; 215: #REF!; 216: #REF!
107 | #REF! | 107: #REF!; 108: #REF!; 109: #REF!; 110: #REF!; 111: #REF!; 112: #REF!; 113: #REF!; 114: #REF!; 115: #REF!; 116: #REF!; 117: #REF!; 118: #REF!; 119: #REF!; 120: #REF!; 121: #REF!; 122: #REF!; 123: #REF!; 124: #REF!; 125: #REF!; 126: #REF!; 127: #REF!; 128: #REF!; 129: #REF!; 130: #REF!; 131: #REF!; 132: #REF!; 133: #REF!; 134: #REF!; 135: #REF!; 136: #REF!; 137: #REF!; 138: #REF!; 139: #REF!; 140: #REF!; 141: #REF!; 142: #REF!; 143: #REF!; 144: #REF!; 145: #REF!; 146: #REF!; 147: #REF!; 148: #REF!; 149: #REF!; 150: #REF!; 151: #REF!; 152: #REF!; 153: #REF!; 154: #REF!; 155: #REF!; 156: #REF!; 157: #REF!; 158: #REF!; 159: #REF!; 160: #REF!; 161: #REF!; 162: #REF!; 163: #REF!; 164: #REF!; 165: #REF!; 166: #REF!; 167: #REF!; 168: #REF!; 169: #REF!; 170: #REF!; 171: #REF!; 172: #REF!; 173: #REF!; 174: #REF!; 175: #REF!; 176: #REF!; 177: #REF!; 178: #REF!; 179: #REF!; 180: #REF!; 181: #REF!; 182: #REF!; 183: #REF!; 184: #REF!; 185: #REF!; 186: #REF!; 187: #REF!; 188: #REF!; 189: #REF!; 190: #REF!; 191: #REF!; 192: #REF!; 193: #REF!; 194: #REF!; 195: #REF!; 196: #REF!; 197: #REF!; 198: #REF!; 199: #REF!; 200: #REF!; 201: #REF!; 202: #REF!; 203: #REF!; 204: #REF!; 205: #REF!; 206: #REF!; 207: #REF!; 208: #REF!; 209: #REF!; 210: #REF!; 211: #REF!; 212: #REF!; 213: #REF!; 214: #REF!; 215: #REF!; 216: #REF!
108 | #REF! | 108: #REF!; 109: #REF!; 110: #REF!; 111: #REF!; 112: #REF!; 113: #REF!; 114: #REF!; 115: #REF!; 116: #REF!; 117: #REF!; 118: #REF!; 119: #REF!; 120: #REF!; 121: #REF!; 122: #REF!; 123: #REF!; 124: #REF!; 125: #REF!; 126: #REF!; 127: #REF!; 128: #REF!; 129: #REF!; 130: #REF!; 131: #REF!; 132: #REF!; 133: #REF!; 134: #REF!; 135: #REF!; 136: #REF!; 137: #REF!; 138: #REF!; 139: #REF!; 140: #REF!; 141: #REF!; 142: #REF!; 143: #REF!; 144: #REF!; 145: #REF!; 146: #REF!; 147: #REF!; 148: #REF!; 149: #REF!; 150: #REF!; 151: #REF!; 152: #REF!; 153: #REF!; 154: #REF!; 155: #REF!; 156: #REF!; 157: #REF!; 158: #REF!; 159: #REF!; 160: #REF!; 161: #REF!; 162: #REF!; 163: #REF!; 164: #REF!; 165: #REF!; 166: #REF!; 167: #REF!; 168: #REF!; 169: #REF!; 170: #REF!; 171: #REF!; 172: #REF!; 173: #REF!; 174: #REF!; 175: #REF!; 176: #REF!; 177: #REF!; 178: #REF!; 179: #REF!; 180: #REF!; 181: #REF!; 182: #REF!; 183: #REF!; 184: #REF!; 185: #REF!; 186: #REF!; 187: #REF!; 188: #REF!; 189: #REF!; 190: #REF!; 191: #REF!; 192: #REF!; 193: #REF!; 194: #REF!; 195: #REF!; 196: #REF!; 197: #REF!; 198: #REF!; 199: #REF!; 200: #REF!; 201: #REF!; 202: #REF!; 203: #REF!; 204: #REF!; 205: #REF!; 206: #REF!; 207: #REF!; 208: #REF!; 209: #REF!; 210: #REF!; 211: #REF!; 212: #REF!; 213: #REF!; 214: #REF!; 215: #REF!; 216: #REF!
109 | #REF! | 109: #REF!; 110: #REF!; 111: #REF!; 112: #REF!; 113: #REF!; 114: #REF!; 115: #REF!; 116: #REF!; 117: #REF!; 118: #REF!; 119: #REF!; 120: #REF!; 121: #REF!; 122: #REF!; 123: #REF!; 124: #REF!; 125: #REF!; 126: #REF!; 127: #REF!; 128: #REF!; 129: #REF!; 130: #REF!; 131: #REF!; 132: #REF!; 133: #REF!; 134: #REF!; 135: #REF!; 136: #REF!; 137: #REF!; 138: #REF!; 139: #REF!; 140: #REF!; 141: #REF!; 142: #REF!; 143: #REF!; 144: #REF!; 145: #REF!; 146: #REF!; 147: #REF!; 148: #REF!; 149: #REF!; 150: #REF!; 151: #REF!; 152: #REF!; 153: #REF!; 154: #REF!; 155: #REF!; 156: #REF!; 157: #REF!; 158: #REF!; 159: #REF!; 160: #REF!; 161: #REF!; 162: #REF!; 163: #REF!; 164: #REF!; 165: #REF!; 166: #REF!; 167: #REF!; 168: #REF!; 169: #REF!; 170: #REF!; 171: #REF!; 172: #REF!; 173: #REF!; 174: #REF!; 175: #REF!; 176: #REF!; 177: #REF!; 178: #REF!; 179: #REF!; 180: #REF!; 181: #REF!; 182: #REF!; 183: #REF!; 184: #REF!; 185: #REF!; 186: #REF!; 187: #REF!; 188: #REF!; 189: #REF!; 190: #REF!; 191: #REF!; 192: #REF!; 193: #REF!; 194: #REF!; 195: #REF!; 196: #REF!; 197: #REF!; 198: #REF!; 199: #REF!; 200: #REF!; 201: #REF!; 202: #REF!; 203: #REF!; 204: #REF!; 205: #REF!; 206: #REF!; 207: #REF!; 208: #REF!; 209: #REF!; 210: #REF!; 211: #REF!; 212: #REF!; 213: #REF!; 214: #REF!; 215: #REF!; 216: #REF!
110 | #REF! | 110: #REF!; 111: #REF!; 112: #REF!; 113: #REF!; 114: #REF!; 115: #REF!; 116: #REF!; 117: #REF!; 118: #REF!; 119: #REF!; 120: #REF!; 121: #REF!; 122: #REF!; 123: #REF!; 124: #REF!; 125: #REF!; 126: #REF!; 127: #REF!; 128: #REF!; 129: #REF!; 130: #REF!; 131: #REF!; 132: #REF!; 133: #REF!; 134: #REF!; 135: #REF!; 136: #REF!; 137: #REF!; 138: #REF!; 139: #REF!; 140: #REF!; 141: #REF!; 142: #REF!; 143: #REF!; 144: #REF!; 145: #REF!; 146: #REF!; 147: #REF!; 148: #REF!; 149: #REF!; 150: #REF!; 151: #REF!; 152: #REF!; 153: #REF!; 154: #REF!; 155: #REF!; 156: #REF!; 157: #REF!; 158: #REF!; 159: #REF!; 160: #REF!; 161: #REF!; 162: #REF!; 163: #REF!; 164: #REF!; 165: #REF!; 166: #REF!; 167: #REF!; 168: #REF!; 169: #REF!; 170: #REF!; 171: #REF!; 172: #REF!; 173: #REF!; 174: #REF!; 175: #REF!; 176: #REF!; 177: #REF!; 178: #REF!; 179: #REF!; 180: #REF!; 181: #REF!; 182: #REF!; 183: #REF!; 184: #REF!; 185: #REF!; 186: #REF!; 187: #REF!; 188: #REF!; 189: #REF!; 190: #REF!; 191: #REF!; 192: #REF!; 193: #REF!; 194: #REF!; 195: #REF!; 196: #REF!; 197: #REF!; 198: #REF!; 199: #REF!; 200: #REF!; 201: #REF!; 202: #REF!; 203: #REF!; 204: #REF!; 205: #REF!; 206: #REF!; 207: #REF!; 208: #REF!; 209: #REF!; 210: #REF!; 211: #REF!; 212: #REF!; 213: #REF!; 214: #REF!; 215: #REF!; 216: #REF!
111 | #REF! | 111: #REF!; 112: #REF!; 113: #REF!; 114: #REF!; 115: #REF!; 116: #REF!; 117: #REF!; 118: #REF!; 119: #REF!; 120: #REF!; 121: #REF!; 122: #REF!; 123: #REF!; 124: #REF!; 125: #REF!; 126: #REF!; 127: #REF!; 128: #REF!; 129: #REF!; 130: #REF!; 131: #REF!; 132: #REF!; 133: #REF!; 134: #REF!; 135: #REF!; 136: #REF!; 137: #REF!; 138: #REF!; 139: #REF!; 140: #REF!; 141: #REF!; 142: #REF!; 143: #REF!; 144: #REF!; 145: #REF!; 146: #REF!; 147: #REF!; 148: #REF!; 149: #REF!; 150: #REF!; 151: #REF!; 152: #REF!; 153: #REF!; 154: #REF!; 155: #REF!; 156: #REF!; 157: #REF!; 158: #REF!; 159: #REF!; 160: #REF!; 161: #REF!; 162: #REF!; 163: #REF!; 164: #REF!; 165: #REF!; 166: #REF!; 167: #REF!; 168: #REF!; 169: #REF!; 170: #REF!; 171: #REF!; 172: #REF!; 173: #REF!; 174: #REF!; 175: #REF!; 176: #REF!; 177: #REF!; 178: #REF!; 179: #REF!; 180: #REF!; 181: #REF!; 182: #REF!; 183: #REF!; 184: #REF!; 185: #REF!; 186: #REF!; 187: #REF!; 188: #REF!; 189: #REF!; 190: #REF!; 191: #REF!; 192: #REF!; 193: #REF!; 194: #REF!; 195: #REF!; 196: #REF!; 197: #REF!; 198: #REF!; 199: #REF!; 200: #REF!; 201: #REF!; 202: #REF!; 203: #REF!; 204: #REF!; 205: #REF!; 206: #REF!; 207: #REF!; 208: #REF!; 209: #REF!; 210: #REF!; 211: #REF!; 212: #REF!; 213: #REF!; 214: #REF!; 215: #REF!; 216: #REF!
112 | #REF! | 112: #REF!; 113: #REF!; 114: #REF!; 115: #REF!; 116: #REF!; 117: #REF!; 118: #REF!; 119: #REF!; 120: #REF!; 121: #REF!; 122: #REF!; 123: #REF!; 124: #REF!; 125: #REF!; 126: #REF!; 127: #REF!; 128: #REF!; 129: #REF!; 130: #REF!; 131: #REF!; 132: #REF!; 133: #REF!; 134: #REF!; 135: #REF!; 136: #REF!; 137: #REF!; 138: #REF!; 139: #REF!; 140: #REF!; 141: #REF!; 142: #REF!; 143: #REF!; 144: #REF!; 145: #REF!; 146: #REF!; 147: #REF!; 148: #REF!; 149: #REF!; 150: #REF!; 151: #REF!; 152: #REF!; 153: #REF!; 154: #REF!; 155: #REF!; 156: #REF!; 157: #REF!; 158: #REF!; 159: #REF!; 160: #REF!; 161: #REF!; 162: #REF!; 163: #REF!; 164: #REF!; 165: #REF!; 166: #REF!; 167: #REF!; 168: #REF!; 169: #REF!; 170: #REF!; 171: #REF!; 172: #REF!; 173: #REF!; 174: #REF!; 175: #REF!; 176: #REF!; 177: #REF!; 178: #REF!; 179: #REF!; 180: #REF!; 181: #REF!; 182: #REF!; 183: #REF!; 184: #REF!; 185: #REF!; 186: #REF!; 187: #REF!; 188: #REF!; 189: #REF!; 190: #REF!; 191: #REF!; 192: #REF!; 193: #REF!; 194: #REF!; 195: #REF!; 196: #REF!; 197: #REF!; 198: #REF!; 199: #REF!; 200: #REF!; 201: #REF!; 202: #REF!; 203: #REF!; 204: #REF!; 205: #REF!; 206: #REF!; 207: #REF!; 208: #REF!; 209: #REF!; 210: #REF!; 211: #REF!; 212: #REF!; 213: #REF!; 214: #REF!; 215: #REF!; 216: #REF!
113 | #REF! | 113: #REF!; 114: #REF!; 115: #REF!; 116: #REF!; 117: #REF!; 118: #REF!; 119: #REF!; 120: #REF!; 121: #REF!; 122: #REF!; 123: #REF!; 124: #REF!; 125: #REF!; 126: #REF!; 127: #REF!; 128: #REF!; 129: #REF!; 130: #REF!; 131: #REF!; 132: #REF!; 133: #REF!; 134: #REF!; 135: #REF!; 136: #REF!; 137: #REF!; 138: #REF!; 139: #REF!; 140: #REF!; 141: #REF!; 142: #REF!; 143: #REF!; 144: #REF!; 145: #REF!; 146: #REF!; 147: #REF!; 148: #REF!; 149: #REF!; 150: #REF!; 151: #REF!; 152: #REF!; 153: #REF!; 154: #REF!; 155: #REF!; 156: #REF!; 157: #REF!; 158: #REF!; 159: #REF!; 160: #REF!; 161: #REF!; 162: #REF!; 163: #REF!; 164: #REF!; 165: #REF!; 166: #REF!; 167: #REF!; 168: #REF!; 169: #REF!; 170: #REF!; 171: #REF!; 172: #REF!; 173: #REF!; 174: #REF!; 175: #REF!; 176: #REF!; 177: #REF!; 178: #REF!; 179: #REF!; 180: #REF!; 181: #REF!; 182: #REF!; 183: #REF!; 184: #REF!; 185: #REF!; 186: #REF!; 187: #REF!; 188: #REF!; 189: #REF!; 190: #REF!; 191: #REF!; 192: #REF!; 193: #REF!; 194: #REF!; 195: #REF!; 196: #REF!; 197: #REF!; 198: #REF!; 199: #REF!; 200: #REF!; 201: #REF!; 202: #REF!; 203: #REF!; 204: #REF!; 205: #REF!; 206: #REF!; 207: #REF!; 208: #REF!; 209: #REF!; 210: #REF!; 211: #REF!; 212: #REF!; 213: #REF!; 214: #REF!; 215: #REF!; 216: #REF!
114 | #REF! | 114: #REF!; 115: #REF!; 116: #REF!; 117: #REF!; 118: #REF!; 119: #REF!; 120: #REF!; 121: #REF!; 122: #REF!; 123: #REF!; 124: #REF!; 125: #REF!; 126: #REF!; 127: #REF!; 128: #REF!; 129: #REF!; 130: #REF!; 131: #REF!; 132: #REF!; 133: #REF!; 134: #REF!; 135: #REF!; 136: #REF!; 137: #REF!; 138: #REF!; 139: #REF!; 140: #REF!; 141: #REF!; 142: #REF!; 143: #REF!; 144: #REF!; 145: #REF!; 146: #REF!; 147: #REF!; 148: #REF!; 149: #REF!; 150: #REF!; 151: #REF!; 152: #REF!; 153: #REF!; 154: #REF!; 155: #REF!; 156: #REF!; 157: #REF!; 158: #REF!; 159: #REF!; 160: #REF!; 161: #REF!; 162: #REF!; 163: #REF!; 164: #REF!; 165: #REF!; 166: #REF!; 167: #REF!; 168: #REF!; 169: #REF!; 170: #REF!; 171: #REF!; 172: #REF!; 173: #REF!; 174: #REF!; 175: #REF!; 176: #REF!; 177: #REF!; 178: #REF!; 179: #REF!; 180: #REF!; 181: #REF!; 182: #REF!; 183: #REF!; 184: #REF!; 185: #REF!; 186: #REF!; 187: #REF!; 188: #REF!; 189: #REF!; 190: #REF!; 191: #REF!; 192: #REF!; 193: #REF!; 194: #REF!; 195: #REF!; 196: #REF!; 197: #REF!; 198: #REF!; 199: #REF!; 200: #REF!; 201: #REF!; 202: #REF!; 203: #REF!; 204: #REF!; 205: #REF!; 206: #REF!; 207: #REF!; 208: #REF!; 209: #REF!; 210: #REF!; 211: #REF!; 212: #REF!; 213: #REF!; 214: #REF!; 215: #REF!; 216: #REF!
115 | #REF! | 115: #REF!; 116: #REF!; 117: #REF!; 118: #REF!; 119: #REF!; 120: #REF!; 121: #REF!; 122: #REF!; 123: #REF!; 124: #REF!; 125: #REF!; 126: #REF!; 127: #REF!; 128: #REF!; 129: #REF!; 130: #REF!; 131: #REF!; 132: #REF!; 133: #REF!; 134: #REF!; 135: #REF!; 136: #REF!; 137: #REF!; 138: #REF!; 139: #REF!; 140: #REF!; 141: #REF!; 142: #REF!; 143: #REF!; 144: #REF!; 145: #REF!; 146: #REF!; 147: #REF!; 148: #REF!; 149: #REF!; 150: #REF!; 151: #REF!; 152: #REF!; 153: #REF!; 154: #REF!; 155: #REF!; 156: #REF!; 157: #REF!; 158: #REF!; 159: #REF!; 160: #REF!; 161: #REF!; 162: #REF!; 163: #REF!; 164: #REF!; 165: #REF!; 166: #REF!; 167: #REF!; 168: #REF!; 169: #REF!; 170: #REF!; 171: #REF!; 172: #REF!; 173: #REF!; 174: #REF!; 175: #REF!; 176: #REF!; 177: #REF!; 178: #REF!; 179: #REF!; 180: #REF!; 181: #REF!; 182: #REF!; 183: #REF!; 184: #REF!; 185: #REF!; 186: #REF!; 187: #REF!; 188: #REF!; 189: #REF!; 190: #REF!; 191: #REF!; 192: #REF!; 193: #REF!; 194: #REF!; 195: #REF!; 196: #REF!; 197: #REF!; 198: #REF!; 199: #REF!; 200: #REF!; 201: #REF!; 202: #REF!; 203: #REF!; 204: #REF!; 205: #REF!; 206: #REF!; 207: #REF!; 208: #REF!; 209: #REF!; 210: #REF!; 211: #REF!; 212: #REF!; 213: #REF!; 214: #REF!; 215: #REF!; 216: #REF!
116 | #REF! | 116: #REF!; 117: #REF!; 118: #REF!; 119: #REF!; 120: #REF!; 121: #REF!; 122: #REF!; 123: #REF!; 124: #REF!; 125: #REF!; 126: #REF!; 127: #REF!; 128: #REF!; 129: #REF!; 130: #REF!; 131: #REF!; 132: #REF!; 133: #REF!; 134: #REF!; 135: #REF!; 136: #REF!; 137: #REF!; 138: #REF!; 139: #REF!; 140: #REF!; 141: #REF!; 142: #REF!; 143: #REF!; 144: #REF!; 145: #REF!; 146: #REF!; 147: #REF!; 148: #REF!; 149: #REF!; 150: #REF!; 151: #REF!; 152: #REF!; 153: #REF!; 154: #REF!; 155: #REF!; 156: #REF!; 157: #REF!; 158: #REF!; 159: #REF!; 160: #REF!; 161: #REF!; 162: #REF!; 163: #REF!; 164: #REF!; 165: #REF!; 166: #REF!; 167: #REF!; 168: #REF!; 169: #REF!; 170: #REF!; 171: #REF!; 172: #REF!; 173: #REF!; 174: #REF!; 175: #REF!; 176: #REF!; 177: #REF!; 178: #REF!; 179: #REF!; 180: #REF!; 181: #REF!; 182: #REF!; 183: #REF!; 184: #REF!; 185: #REF!; 186: #REF!; 187: #REF!; 188: #REF!; 189: #REF!; 190: #REF!; 191: #REF!; 192: #REF!; 193: #REF!; 194: #REF!; 195: #REF!; 196: #REF!; 197: #REF!; 198: #REF!; 199: #REF!; 200: #REF!; 201: #REF!; 202: #REF!; 203: #REF!; 204: #REF!; 205: #REF!; 206: #REF!; 207: #REF!; 208: #REF!; 209: #REF!; 210: #REF!; 211: #REF!; 212: #REF!; 213: #REF!; 214: #REF!; 215: #REF!; 216: #REF!
117 | #REF! | 117: #REF!; 118: #REF!; 119: #REF!; 120: #REF!; 121: #REF!; 122: #REF!; 123: #REF!; 124: #REF!; 125: #REF!; 126: #REF!; 127: #REF!; 128: #REF!; 129: #REF!; 130: #REF!; 131: #REF!; 132: #REF!; 133: #REF!; 134: #REF!; 135: #REF!; 136: #REF!; 137: #REF!; 138: #REF!; 139: #REF!; 140: #REF!; 141: #REF!; 142: #REF!; 143: #REF!; 144: #REF!; 145: #REF!; 146: #REF!; 147: #REF!; 148: #REF!; 149: #REF!; 150: #REF!; 151: #REF!; 152: #REF!; 153: #REF!; 154: #REF!; 155: #REF!; 156: #REF!; 157: #REF!; 158: #REF!; 159: #REF!; 160: #REF!; 161: #REF!; 162: #REF!; 163: #REF!; 164: #REF!; 165: #REF!; 166: #REF!; 167: #REF!; 168: #REF!; 169: #REF!; 170: #REF!; 171: #REF!; 172: #REF!; 173: #REF!; 174: #REF!; 175: #REF!; 176: #REF!; 177: #REF!; 178: #REF!; 179: #REF!; 180: #REF!; 181: #REF!; 182: #REF!; 183: #REF!; 184: #REF!; 185: #REF!; 186: #REF!; 187: #REF!; 188: #REF!; 189: #REF!; 190: #REF!; 191: #REF!; 192: #REF!; 193: #REF!; 194: #REF!; 195: #REF!; 196: #REF!; 197: #REF!; 198: #REF!; 199: #REF!; 200: #REF!; 201: #REF!; 202: #REF!; 203: #REF!; 204: #REF!; 205: #REF!; 206: #REF!; 207: #REF!; 208: #REF!; 209: #REF!; 210: #REF!; 211: #REF!; 212: #REF!; 213: #REF!; 214: #REF!; 215: #REF!; 216: #REF!
118 | #REF! | 118: #REF!; 119: #REF!; 120: #REF!; 121: #REF!; 122: #REF!; 123: #REF!; 124: #REF!; 125: #REF!; 126: #REF!; 127: #REF!; 128: #REF!; 129: #REF!; 130: #REF!; 131: #REF!; 132: #REF!; 133: #REF!; 134: #REF!; 135: #REF!; 136: #REF!; 137: #REF!; 138: #REF!; 139: #REF!; 140: #REF!; 141: #REF!; 142: #REF!; 143: #REF!; 144: #REF!; 145: #REF!; 146: #REF!; 147: #REF!; 148: #REF!; 149: #REF!; 150: #REF!; 151: #REF!; 152: #REF!; 153: #REF!; 154: #REF!; 155: #REF!; 156: #REF!; 157: #REF!; 158: #REF!; 159: #REF!; 160: #REF!; 161: #REF!; 162: #REF!; 163: #REF!; 164: #REF!; 165: #REF!; 166: #REF!; 167: #REF!; 168: #REF!; 169: #REF!; 170: #REF!; 171: #REF!; 172: #REF!; 173: #REF!; 174: #REF!; 175: #REF!; 176: #REF!; 177: #REF!; 178: #REF!; 179: #REF!; 180: #REF!; 181: #REF!; 182: #REF!; 183: #REF!; 184: #REF!; 185: #REF!; 186: #REF!; 187: #REF!; 188: #REF!; 189: #REF!; 190: #REF!; 191: #REF!; 192: #REF!; 193: #REF!; 194: #REF!; 195: #REF!; 196: #REF!; 197: #REF!; 198: #REF!; 199: #REF!; 200: #REF!; 201: #REF!; 202: #REF!; 203: #REF!; 204: #REF!; 205: #REF!; 206: #REF!; 207: #REF!; 208: #REF!; 209: #REF!; 210: #REF!; 211: #REF!; 212: #REF!; 213: #REF!; 214: #REF!; 215: #REF!; 216: #REF!
119 | #REF! | 119: #REF!; 120: #REF!; 121: #REF!; 122: #REF!; 123: #REF!; 124: #REF!; 125: #REF!; 126: #REF!; 127: #REF!; 128: #REF!; 129: #REF!; 130: #REF!; 131: #REF!; 132: #REF!; 133: #REF!; 134: #REF!; 135: #REF!; 136: #REF!; 137: #REF!; 138: #REF!; 139: #REF!; 140: #REF!; 141: #REF!; 142: #REF!; 143: #REF!; 144: #REF!; 145: #REF!; 146: #REF!; 147: #REF!; 148: #REF!; 149: #REF!; 150: #REF!; 151: #REF!; 152: #REF!; 153: #REF!; 154: #REF!; 155: #REF!; 156: #REF!; 157: #REF!; 158: #REF!; 159: #REF!; 160: #REF!; 161: #REF!; 162: #REF!; 163: #REF!; 164: #REF!; 165: #REF!; 166: #REF!; 167: #REF!; 168: #REF!; 169: #REF!; 170: #REF!; 171: #REF!; 172: #REF!; 173: #REF!; 174: #REF!; 175: #REF!; 176: #REF!; 177: #REF!; 178: #REF!; 179: #REF!; 180: #REF!; 181: #REF!; 182: #REF!; 183: #REF!; 184: #REF!; 185: #REF!; 186: #REF!; 187: #REF!; 188: #REF!; 189: #REF!; 190: #REF!; 191: #REF!; 192: #REF!; 193: #REF!; 194: #REF!; 195: #REF!; 196: #REF!; 197: #REF!; 198: #REF!; 199: #REF!; 200: #REF!; 201: #REF!; 202: #REF!; 203: #REF!; 204: #REF!; 205: #REF!; 206: #REF!; 207: #REF!; 208: #REF!; 209: #REF!; 210: #REF!; 211: #REF!; 212: #REF!; 213: #REF!; 214: #REF!; 215: #REF!; 216: #REF!
120 | #REF! | 120: #REF!; 121: #REF!; 122: #REF!; 123: #REF!; 124: #REF!; 125: #REF!; 126: #REF!; 127: #REF!; 128: #REF!; 129: #REF!; 130: #REF!; 131: #REF!; 132: #REF!; 133: #REF!; 134: #REF!; 135: #REF!; 136: #REF!; 137: #REF!; 138: #REF!; 139: #REF!; 140: #REF!; 141: #REF!; 142: #REF!; 143: #REF!; 144: #REF!; 145: #REF!; 146: #REF!; 147: #REF!; 148: #REF!; 149: #REF!; 150: #REF!; 151: #REF!; 152: #REF!; 153: #REF!; 154: #REF!; 155: #REF!; 156: #REF!; 157: #REF!; 158: #REF!; 159: #REF!; 160: #REF!; 161: #REF!; 162: #REF!; 163: #REF!; 164: #REF!; 165: #REF!; 166: #REF!; 167: #REF!; 168: #REF!; 169: #REF!; 170: #REF!; 171: #REF!; 172: #REF!; 173: #REF!; 174: #REF!; 175: #REF!; 176: #REF!; 177: #REF!; 178: #REF!; 179: #REF!; 180: #REF!; 181: #REF!; 182: #REF!; 183: #REF!; 184: #REF!; 185: #REF!; 186: #REF!; 187: #REF!; 188: #REF!; 189: #REF!; 190: #REF!; 191: #REF!; 192: #REF!; 193: #REF!; 194: #REF!; 195: #REF!; 196: #REF!; 197: #REF!; 198: #REF!; 199: #REF!; 200: #REF!; 201: #REF!; 202: #REF!; 203: #REF!; 204: #REF!; 205: #REF!; 206: #REF!; 207: #REF!; 208: #REF!; 209: #REF!; 210: #REF!; 211: #REF!; 212: #REF!; 213: #REF!; 214: #REF!; 215: #REF!; 216: #REF!
121 | #REF! | 121: #REF!; 122: #REF!; 123: #REF!; 124: #REF!; 125: #REF!; 126: #REF!; 127: #REF!; 128: #REF!; 129: #REF!; 130: #REF!; 131: #REF!; 132: #REF!; 133: #REF!; 134: #REF!; 135: #REF!; 136: #REF!; 137: #REF!; 138: #REF!; 139: #REF!; 140: #REF!; 141: #REF!; 142: #REF!; 143: #REF!; 144: #REF!; 145: #REF!; 146: #REF!; 147: #REF!; 148: #REF!; 149: #REF!; 150: #REF!; 151: #REF!; 152: #REF!; 153: #REF!; 154: #REF!; 155: #REF!; 156: #REF!; 157: #REF!; 158: #REF!; 159: #REF!; 160: #REF!; 161: #REF!; 162: #REF!; 163: #REF!; 164: #REF!; 165: #REF!; 166: #REF!; 167: #REF!; 168: #REF!; 169: #REF!; 170: #REF!; 171: #REF!; 172: #REF!; 173: #REF!; 174: #REF!; 175: #REF!; 176: #REF!; 177: #REF!; 178: #REF!; 179: #REF!; 180: #REF!; 181: #REF!; 182: #REF!; 183: #REF!; 184: #REF!; 185: #REF!; 186: #REF!; 187: #REF!; 188: #REF!; 189: #REF!; 190: #REF!; 191: #REF!; 192: #REF!; 193: #REF!; 194: #REF!; 195: #REF!; 196: #REF!; 197: #REF!; 198: #REF!; 199: #REF!; 200: #REF!; 201: #REF!; 202: #REF!; 203: #REF!; 204: #REF!; 205: #REF!; 206: #REF!; 207: #REF!; 208: #REF!; 209: #REF!; 210: #REF!; 211: #REF!; 212: #REF!; 213: #REF!; 214: #REF!; 215: #REF!; 216: #REF!
122 | #REF! | 122: #REF!; 123: #REF!; 124: #REF!; 125: #REF!; 126: #REF!; 127: #REF!; 128: #REF!; 129: #REF!; 130: #REF!; 131: #REF!; 132: #REF!; 133: #REF!; 134: #REF!; 135: #REF!; 136: #REF!; 137: #REF!; 138: #REF!; 139: #REF!; 140: #REF!; 141: #REF!; 142: #REF!; 143: #REF!; 144: #REF!; 145: #REF!; 146: #REF!; 147: #REF!; 148: #REF!; 149: #REF!; 150: #REF!; 151: #REF!; 152: #REF!; 153: #REF!; 154: #REF!; 155: #REF!; 156: #REF!; 157: #REF!; 158: #REF!; 159: #REF!; 160: #REF!; 161: #REF!; 162: #REF!; 163: #REF!; 164: #REF!; 165: #REF!; 166: #REF!; 167: #REF!; 168: #REF!; 169: #REF!; 170: #REF!; 171: #REF!; 172: #REF!; 173: #REF!; 174: #REF!; 175: #REF!; 176: #REF!; 177: #REF!; 178: #REF!; 179: #REF!; 180: #REF!; 181: #REF!; 182: #REF!; 183: #REF!; 184: #REF!; 185: #REF!; 186: #REF!; 187: #REF!; 188: #REF!; 189: #REF!; 190: #REF!; 191: #REF!; 192: #REF!; 193: #REF!; 194: #REF!; 195: #REF!; 196: #REF!; 197: #REF!; 198: #REF!; 199: #REF!; 200: #REF!; 201: #REF!; 202: #REF!; 203: #REF!; 204: #REF!; 205: #REF!; 206: #REF!; 207: #REF!; 208: #REF!; 209: #REF!; 210: #REF!; 211: #REF!; 212: #REF!; 213: #REF!; 214: #REF!; 215: #REF!; 216: #REF!
123 | #REF! | 123: #REF!; 124: #REF!; 125: #REF!; 126: #REF!; 127: #REF!; 128: #REF!; 129: #REF!; 130: #REF!; 131: #REF!; 132: #REF!; 133: #REF!; 134: #REF!; 135: #REF!; 136: #REF!; 137: #REF!; 138: #REF!; 139: #REF!; 140: #REF!; 141: #REF!; 142: #REF!; 143: #REF!; 144: #REF!; 145: #REF!; 146: #REF!; 147: #REF!; 148: #REF!; 149: #REF!; 150: #REF!; 151: #REF!; 152: #REF!; 153: #REF!; 154: #REF!; 155: #REF!; 156: #REF!; 157: #REF!; 158: #REF!; 159: #REF!; 160: #REF!; 161: #REF!; 162: #REF!; 163: #REF!; 164: #REF!; 165: #REF!; 166: #REF!; 167: #REF!; 168: #REF!; 169: #REF!; 170: #REF!; 171: #REF!; 172: #REF!; 173: #REF!; 174: #REF!; 175: #REF!; 176: #REF!; 177: #REF!; 178: #REF!; 179: #REF!; 180: #REF!; 181: #REF!; 182: #REF!; 183: #REF!; 184: #REF!; 185: #REF!; 186: #REF!; 187: #REF!; 188: #REF!; 189: #REF!; 190: #REF!; 191: #REF!; 192: #REF!; 193: #REF!; 194: #REF!; 195: #REF!; 196: #REF!; 197: #REF!; 198: #REF!; 199: #REF!; 200: #REF!; 201: #REF!; 202: #REF!; 203: #REF!; 204: #REF!; 205: #REF!; 206: #REF!; 207: #REF!; 208: #REF!; 209: #REF!; 210: #REF!; 211: #REF!; 212: #REF!; 213: #REF!; 214: #REF!; 215: #REF!; 216: #REF!
124 | #REF! | 124: #REF!; 125: #REF!; 126: #REF!; 127: #REF!; 128: #REF!; 129: #REF!; 130: #REF!; 131: #REF!; 132: #REF!; 133: #REF!; 134: #REF!; 135: #REF!; 136: #REF!; 137: #REF!; 138: #REF!; 139: #REF!; 140: #REF!; 141: #REF!; 142: #REF!; 143: #REF!; 144: #REF!; 145: #REF!; 146: #REF!; 147: #REF!; 148: #REF!; 149: #REF!; 150: #REF!; 151: #REF!; 152: #REF!; 153: #REF!; 154: #REF!; 155: #REF!; 156: #REF!; 157: #REF!; 158: #REF!; 159: #REF!; 160: #REF!; 161: #REF!; 162: #REF!; 163: #REF!; 164: #REF!; 165: #REF!; 166: #REF!; 167: #REF!; 168: #REF!; 169: #REF!; 170: #REF!; 171: #REF!; 172: #REF!; 173: #REF!; 174: #REF!; 175: #REF!; 176: #REF!; 177: #REF!; 178: #REF!; 179: #REF!; 180: #REF!; 181: #REF!; 182: #REF!; 183: #REF!; 184: #REF!; 185: #REF!; 186: #REF!; 187: #REF!; 188: #REF!; 189: #REF!; 190: #REF!; 191: #REF!; 192: #REF!; 193: #REF!; 194: #REF!; 195: #REF!; 196: #REF!; 197: #REF!; 198: #REF!; 199: #REF!; 200: #REF!; 201: #REF!; 202: #REF!; 203: #REF!; 204: #REF!; 205: #REF!; 206: #REF!; 207: #REF!; 208: #REF!; 209: #REF!; 210: #REF!; 211: #REF!; 212: #REF!; 213: #REF!; 214: #REF!; 215: #REF!; 216: #REF!
125 | #REF! | 125: #REF!; 126: #REF!; 127: #REF!; 128: #REF!; 129: #REF!; 130: #REF!; 131: #REF!; 132: #REF!; 133: #REF!; 134: #REF!; 135: #REF!; 136: #REF!; 137: #REF!; 138: #REF!; 139: #REF!; 140: #REF!; 141: #REF!; 142: #REF!; 143: #REF!; 144: #REF!; 145: #REF!; 146: #REF!; 147: #REF!; 148: #REF!; 149: #REF!; 150: #REF!; 151: #REF!; 152: #REF!; 153: #REF!; 154: #REF!; 155: #REF!; 156: #REF!; 157: #REF!; 158: #REF!; 159: #REF!; 160: #REF!; 161: #REF!; 162: #REF!; 163: #REF!; 164: #REF!; 165: #REF!; 166: #REF!; 167: #REF!; 168: #REF!; 169: #REF!; 170: #REF!; 171: #REF!; 172: #REF!; 173: #REF!; 174: #REF!; 175: #REF!; 176: #REF!; 177: #REF!; 178: #REF!; 179: #REF!; 180: #REF!; 181: #REF!; 182: #REF!; 183: #REF!; 184: #REF!; 185: #REF!; 186: #REF!; 187: #REF!; 188: #REF!; 189: #REF!; 190: #REF!; 191: #REF!; 192: #REF!; 193: #REF!; 194: #REF!; 195: #REF!; 196: #REF!; 197: #REF!; 198: #REF!; 199: #REF!; 200: #REF!; 201: #REF!; 202: #REF!; 203: #REF!; 204: #REF!; 205: #REF!; 206: #REF!; 207: #REF!; 208: #REF!; 209: #REF!; 210: #REF!; 211: #REF!; 212: #REF!; 213: #REF!; 214: #REF!; 215: #REF!; 216: #REF!
126 | #REF! | 126: #REF!; 127: #REF!; 128: #REF!; 129: #REF!; 130: #REF!; 131: #REF!; 132: #REF!; 133: #REF!; 134: #REF!; 135: #REF!; 136: #REF!; 137: #REF!; 138: #REF!; 139: #REF!; 140: #REF!; 141: #REF!; 142: #REF!; 143: #REF!; 144: #REF!; 145: #REF!; 146: #REF!; 147: #REF!; 148: #REF!; 149: #REF!; 150: #REF!; 151: #REF!; 152: #REF!; 153: #REF!; 154: #REF!; 155: #REF!; 156: #REF!; 157: #REF!; 158: #REF!; 159: #REF!; 160: #REF!; 161: #REF!; 162: #REF!; 163: #REF!; 164: #REF!; 165: #REF!; 166: #REF!; 167: #REF!; 168: #REF!; 169: #REF!; 170: #REF!; 171: #REF!; 172: #REF!; 173: #REF!; 174: #REF!; 175: #REF!; 176: #REF!; 177: #REF!; 178: #REF!; 179: #REF!; 180: #REF!; 181: #REF!; 182: #REF!; 183: #REF!; 184: #REF!; 185: #REF!; 186: #REF!; 187: #REF!; 188: #REF!; 189: #REF!; 190: #REF!; 191: #REF!; 192: #REF!; 193: #REF!; 194: #REF!; 195: #REF!; 196: #REF!; 197: #REF!; 198: #REF!; 199: #REF!; 200: #REF!; 201: #REF!; 202: #REF!; 203: #REF!; 204: #REF!; 205: #REF!; 206: #REF!; 207: #REF!; 208: #REF!; 209: #REF!; 210: #REF!; 211: #REF!; 212: #REF!; 213: #REF!; 214: #REF!; 215: #REF!; 216: #REF!
127 | #REF! | 127: #REF!; 128: #REF!; 129: #REF!; 130: #REF!; 131: #REF!; 132: #REF!; 133: #REF!; 134: #REF!; 135: #REF!; 136: #REF!; 137: #REF!; 138: #REF!; 139: #REF!; 140: #REF!; 141: #REF!; 142: #REF!; 143: #REF!; 144: #REF!; 145: #REF!; 146: #REF!; 147: #REF!; 148: #REF!; 149: #REF!; 150: #REF!; 151: #REF!; 152: #REF!; 153: #REF!; 154: #REF!; 155: #REF!; 156: #REF!; 157: #REF!; 158: #REF!; 159: #REF!; 160: #REF!; 161: #REF!; 162: #REF!; 163: #REF!; 164: #REF!; 165: #REF!; 166: #REF!; 167: #REF!; 168: #REF!; 169: #REF!; 170: #REF!; 171: #REF!; 172: #REF!; 173: #REF!; 174: #REF!; 175: #REF!; 176: #REF!; 177: #REF!; 178: #REF!; 179: #REF!; 180: #REF!; 181: #REF!; 182: #REF!; 183: #REF!; 184: #REF!; 185: #REF!; 186: #REF!; 187: #REF!; 188: #REF!; 189: #REF!; 190: #REF!; 191: #REF!; 192: #REF!; 193: #REF!; 194: #REF!; 195: #REF!; 196: #REF!; 197: #REF!; 198: #REF!; 199: #REF!; 200: #REF!; 201: #REF!; 202: #REF!; 203: #REF!; 204: #REF!; 205: #REF!; 206: #REF!; 207: #REF!; 208: #REF!; 209: #REF!; 210: #REF!; 211: #REF!; 212: #REF!; 213: #REF!; 214: #REF!; 215: #REF!; 216: #REF!
128 | #REF! | 128: #REF!; 129: #REF!; 130: #REF!; 131: #REF!; 132: #REF!; 133: #REF!; 134: #REF!; 135: #REF!; 136: #REF!; 137: #REF!; 138: #REF!; 139: #REF!; 140: #REF!; 141: #REF!; 142: #REF!; 143: #REF!; 144: #REF!; 145: #REF!; 146: #REF!; 147: #REF!; 148: #REF!; 149: #REF!; 150: #REF!; 151: #REF!; 152: #REF!; 153: #REF!; 154: #REF!; 155: #REF!; 156: #REF!; 157: #REF!; 158: #REF!; 159: #REF!; 160: #REF!; 161: #REF!; 162: #REF!; 163: #REF!; 164: #REF!; 165: #REF!; 166: #REF!; 167: #REF!; 168: #REF!; 169: #REF!; 170: #REF!; 171: #REF!; 172: #REF!; 173: #REF!; 174: #REF!; 175: #REF!; 176: #REF!; 177: #REF!; 178: #REF!; 179: #REF!; 180: #REF!; 181: #REF!; 182: #REF!; 183: #REF!; 184: #REF!; 185: #REF!; 186: #REF!; 187: #REF!; 188: #REF!; 189: #REF!; 190: #REF!; 191: #REF!; 192: #REF!; 193: #REF!; 194: #REF!; 195: #REF!; 196: #REF!; 197: #REF!; 198: #REF!; 199: #REF!; 200: #REF!; 201: #REF!; 202: #REF!; 203: #REF!; 204: #REF!; 205: #REF!; 206: #REF!; 207: #REF!; 208: #REF!; 209: #REF!; 210: #REF!; 211: #REF!; 212: #REF!; 213: #REF!; 214: #REF!; 215: #REF!; 216: #REF!
129 | #REF! | 129: #REF!; 130: #REF!; 131: #REF!; 132: #REF!; 133: #REF!; 134: #REF!; 135: #REF!; 136: #REF!; 137: #REF!; 138: #REF!; 139: #REF!; 140: #REF!; 141: #REF!; 142: #REF!; 143: #REF!; 144: #REF!; 145: #REF!; 146: #REF!; 147: #REF!; 148: #REF!; 149: #REF!; 150: #REF!; 151: #REF!; 152: #REF!; 153: #REF!; 154: #REF!; 155: #REF!; 156: #REF!; 157: #REF!; 158: #REF!; 159: #REF!; 160: #REF!; 161: #REF!; 162: #REF!; 163: #REF!; 164: #REF!; 165: #REF!; 166: #REF!; 167: #REF!; 168: #REF!; 169: #REF!; 170: #REF!; 171: #REF!; 172: #REF!; 173: #REF!; 174: #REF!; 175: #REF!; 176: #REF!; 177: #REF!; 178: #REF!; 179: #REF!; 180: #REF!; 181: #REF!; 182: #REF!; 183: #REF!; 184: #REF!; 185: #REF!; 186: #REF!; 187: #REF!; 188: #REF!; 189: #REF!; 190: #REF!; 191: #REF!; 192: #REF!; 193: #REF!; 194: #REF!; 195: #REF!; 196: #REF!; 197: #REF!; 198: #REF!; 199: #REF!; 200: #REF!; 201: #REF!; 202: #REF!; 203: #REF!; 204: #REF!; 205: #REF!; 206: #REF!; 207: #REF!; 208: #REF!; 209: #REF!; 210: #REF!; 211: #REF!; 212: #REF!; 213: #REF!; 214: #REF!; 215: #REF!; 216: #REF!
130 | #REF! | 130: #REF!; 131: #REF!; 132: #REF!; 133: #REF!; 134: #REF!; 135: #REF!; 136: #REF!; 137: #REF!; 138: #REF!; 139: #REF!; 140: #REF!; 141: #REF!; 142: #REF!; 143: #REF!; 144: #REF!; 145: #REF!; 146: #REF!; 147: #REF!; 148: #REF!; 149: #REF!; 150: #REF!; 151: #REF!; 152: #REF!; 153: #REF!; 154: #REF!; 155: #REF!; 156: #REF!; 157: #REF!; 158: #REF!; 159: #REF!; 160: #REF!; 161: #REF!; 162: #REF!; 163: #REF!; 164: #REF!; 165: #REF!; 166: #REF!; 167: #REF!; 168: #REF!; 169: #REF!; 170: #REF!; 171: #REF!; 172: #REF!; 173: #REF!; 174: #REF!; 175: #REF!; 176: #REF!; 177: #REF!; 178: #REF!; 179: #REF!; 180: #REF!; 181: #REF!; 182: #REF!; 183: #REF!; 184: #REF!; 185: #REF!; 186: #REF!; 187: #REF!; 188: #REF!; 189: #REF!; 190: #REF!; 191: #REF!; 192: #REF!; 193: #REF!; 194: #REF!; 195: #REF!; 196: #REF!; 197: #REF!; 198: #REF!; 199: #REF!; 200: #REF!; 201: #REF!; 202: #REF!; 203: #REF!; 204: #REF!; 205: #REF!; 206: #REF!; 207: #REF!; 208: #REF!; 209: #REF!; 210: #REF!; 211: #REF!; 212: #REF!; 213: #REF!; 214: #REF!; 215: #REF!; 216: #REF!
131 | #REF! | 131: #REF!; 132: #REF!; 133: #REF!; 134: #REF!; 135: #REF!; 136: #REF!; 137: #REF!; 138: #REF!; 139: #REF!; 140: #REF!; 141: #REF!; 142: #REF!; 143: #REF!; 144: #REF!; 145: #REF!; 146: #REF!; 147: #REF!; 148: #REF!; 149: #REF!; 150: #REF!; 151: #REF!; 152: #REF!; 153: #REF!; 154: #REF!; 155: #REF!; 156: #REF!; 157: #REF!; 158: #REF!; 159: #REF!; 160: #REF!; 161: #REF!; 162: #REF!; 163: #REF!; 164: #REF!; 165: #REF!; 166: #REF!; 167: #REF!; 168: #REF!; 169: #REF!; 170: #REF!; 171: #REF!; 172: #REF!; 173: #REF!; 174: #REF!; 175: #REF!; 176: #REF!; 177: #REF!; 178: #REF!; 179: #REF!; 180: #REF!; 181: #REF!; 182: #REF!; 183: #REF!; 184: #REF!; 185: #REF!; 186: #REF!; 187: #REF!; 188: #REF!; 189: #REF!; 190: #REF!; 191: #REF!; 192: #REF!; 193: #REF!; 194: #REF!; 195: #REF!; 196: #REF!; 197: #REF!; 198: #REF!; 199: #REF!; 200: #REF!; 201: #REF!; 202: #REF!; 203: #REF!; 204: #REF!; 205: #REF!; 206: #REF!; 207: #REF!; 208: #REF!; 209: #REF!; 210: #REF!; 211: #REF!; 212: #REF!; 213: #REF!; 214: #REF!; 215: #REF!; 216: #REF!
132 | #REF! | 132: #REF!; 133: #REF!; 134: #REF!; 135: #REF!; 136: #REF!; 137: #REF!; 138: #REF!; 139: #REF!; 140: #REF!; 141: #REF!; 142: #REF!; 143: #REF!; 144: #REF!; 145: #REF!; 146: #REF!; 147: #REF!; 148: #REF!; 149: #REF!; 150: #REF!; 151: #REF!; 152: #REF!; 153: #REF!; 154: #REF!; 155: #REF!; 156: #REF!; 157: #REF!; 158: #REF!; 159: #REF!; 160: #REF!; 161: #REF!; 162: #REF!; 163: #REF!; 164: #REF!; 165: #REF!; 166: #REF!; 167: #REF!; 168: #REF!; 169: #REF!; 170: #REF!; 171: #REF!; 172: #REF!; 173: #REF!; 174: #REF!; 175: #REF!; 176: #REF!; 177: #REF!; 178: #REF!; 179: #REF!; 180: #REF!; 181: #REF!; 182: #REF!; 183: #REF!; 184: #REF!; 185: #REF!; 186: #REF!; 187: #REF!; 188: #REF!; 189: #REF!; 190: #REF!; 191: #REF!; 192: #REF!; 193: #REF!; 194: #REF!; 195: #REF!; 196: #REF!; 197: #REF!; 198: #REF!; 199: #REF!; 200: #REF!; 201: #REF!; 202: #REF!; 203: #REF!; 204: #REF!; 205: #REF!; 206: #REF!; 207: #REF!; 208: #REF!; 209: #REF!; 210: #REF!; 211: #REF!; 212: #REF!; 213: #REF!; 214: #REF!; 215: #REF!; 216: #REF!
133 | #REF! | 133: #REF!; 134: #REF!; 135: #REF!; 136: #REF!; 137: #REF!; 138: #REF!; 139: #REF!; 140: #REF!; 141: #REF!; 142: #REF!; 143: #REF!; 144: #REF!; 145: #REF!; 146: #REF!; 147: #REF!; 148: #REF!; 149: #REF!; 150: #REF!; 151: #REF!; 152: #REF!; 153: #REF!; 154: #REF!; 155: #REF!; 156: #REF!; 157: #REF!; 158: #REF!; 159: #REF!; 160: #REF!; 161: #REF!; 162: #REF!; 163: #REF!; 164: #REF!; 165: #REF!; 166: #REF!; 167: #REF!; 168: #REF!; 169: #REF!; 170: #REF!; 171: #REF!; 172: #REF!; 173: #REF!; 174: #REF!; 175: #REF!; 176: #REF!; 177: #REF!; 178: #REF!; 179: #REF!; 180: #REF!; 181: #REF!; 182: #REF!; 183: #REF!; 184: #REF!; 185: #REF!; 186: #REF!; 187: #REF!; 188: #REF!; 189: #REF!; 190: #REF!; 191: #REF!; 192: #REF!; 193: #REF!; 194: #REF!; 195: #REF!; 196: #REF!; 197: #REF!; 198: #REF!; 199: #REF!; 200: #REF!; 201: #REF!; 202: #REF!; 203: #REF!; 204: #REF!; 205: #REF!; 206: #REF!; 207: #REF!; 208: #REF!; 209: #REF!; 210: #REF!; 211: #REF!; 212: #REF!; 213: #REF!; 214: #REF!; 215: #REF!; 216: #REF!
134 | #REF! | 134: #REF!; 135: #REF!; 136: #REF!; 137: #REF!; 138: #REF!; 139: #REF!; 140: #REF!; 141: #REF!; 142: #REF!; 143: #REF!; 144: #REF!; 145: #REF!; 146: #REF!; 147: #REF!; 148: #REF!; 149: #REF!; 150: #REF!; 151: #REF!; 152: #REF!; 153: #REF!; 154: #REF!; 155: #REF!; 156: #REF!; 157: #REF!; 158: #REF!; 159: #REF!; 160: #REF!; 161: #REF!; 162: #REF!; 163: #REF!; 164: #REF!; 165: #REF!; 166: #REF!; 167: #REF!; 168: #REF!; 169: #REF!; 170: #REF!; 171: #REF!; 172: #REF!; 173: #REF!; 174: #REF!; 175: #REF!; 176: #REF!; 177: #REF!; 178: #REF!; 179: #REF!; 180: #REF!; 181: #REF!; 182: #REF!; 183: #REF!; 184: #REF!; 185: #REF!; 186: #REF!; 187: #REF!; 188: #REF!; 189: #REF!; 190: #REF!; 191: #REF!; 192: #REF!; 193: #REF!; 194: #REF!; 195: #REF!; 196: #REF!; 197: #REF!; 198: #REF!; 199: #REF!; 200: #REF!; 201: #REF!; 202: #REF!; 203: #REF!; 204: #REF!; 205: #REF!; 206: #REF!; 207: #REF!; 208: #REF!; 209: #REF!; 210: #REF!; 211: #REF!; 212: #REF!; 213: #REF!; 214: #REF!; 215: #REF!; 216: #REF!
135 | #REF! | 135: #REF!; 136: #REF!; 137: #REF!; 138: #REF!; 139: #REF!; 140: #REF!; 141: #REF!; 142: #REF!; 143: #REF!; 144: #REF!; 145: #REF!; 146: #REF!; 147: #REF!; 148: #REF!; 149: #REF!; 150: #REF!; 151: #REF!; 152: #REF!; 153: #REF!; 154: #REF!; 155: #REF!; 156: #REF!; 157: #REF!; 158: #REF!; 159: #REF!; 160: #REF!; 161: #REF!; 162: #REF!; 163: #REF!; 164: #REF!; 165: #REF!; 166: #REF!; 167: #REF!; 168: #REF!; 169: #REF!; 170: #REF!; 171: #REF!; 172: #REF!; 173: #REF!; 174: #REF!; 175: #REF!; 176: #REF!; 177: #REF!; 178: #REF!; 179: #REF!; 180: #REF!; 181: #REF!; 182: #REF!; 183: #REF!; 184: #REF!; 185: #REF!; 186: #REF!; 187: #REF!; 188: #REF!; 189: #REF!; 190: #REF!; 191: #REF!; 192: #REF!; 193: #REF!; 194: #REF!; 195: #REF!; 196: #REF!; 197: #REF!; 198: #REF!; 199: #REF!; 200: #REF!; 201: #REF!; 202: #REF!; 203: #REF!; 204: #REF!; 205: #REF!; 206: #REF!; 207: #REF!; 208: #REF!; 209: #REF!; 210: #REF!; 211: #REF!; 212: #REF!; 213: #REF!; 214: #REF!; 215: #REF!; 216: #REF!
136 | #REF! | 136: #REF!; 137: #REF!; 138: #REF!; 139: #REF!; 140: #REF!; 141: #REF!; 142: #REF!; 143: #REF!; 144: #REF!; 145: #REF!; 146: #REF!; 147: #REF!; 148: #REF!; 149: #REF!; 150: #REF!; 151: #REF!; 152: #REF!; 153: #REF!; 154: #REF!; 155: #REF!; 156: #REF!; 157: #REF!; 158: #REF!; 159: #REF!; 160: #REF!; 161: #REF!; 162: #REF!; 163: #REF!; 164: #REF!; 165: #REF!; 166: #REF!; 167: #REF!; 168: #REF!; 169: #REF!; 170: #REF!; 171: #REF!; 172: #REF!; 173: #REF!; 174: #REF!; 175: #REF!; 176: #REF!; 177: #REF!; 178: #REF!; 179: #REF!; 180: #REF!; 181: #REF!; 182: #REF!; 183: #REF!; 184: #REF!; 185: #REF!; 186: #REF!; 187: #REF!; 188: #REF!; 189: #REF!; 190: #REF!; 191: #REF!; 192: #REF!; 193: #REF!; 194: #REF!; 195: #REF!; 196: #REF!; 197: #REF!; 198: #REF!; 199: #REF!; 200: #REF!; 201: #REF!; 202: #REF!; 203: #REF!; 204: #REF!; 205: #REF!; 206: #REF!; 207: #REF!; 208: #REF!; 209: #REF!; 210: #REF!; 211: #REF!; 212: #REF!; 213: #REF!; 214: #REF!; 215: #REF!; 216: #REF!
137 | #REF! | 137: #REF!; 138: #REF!; 139: #REF!; 140: #REF!; 141: #REF!; 142: #REF!; 143: #REF!; 144: #REF!; 145: #REF!; 146: #REF!; 147: #REF!; 148: #REF!; 149: #REF!; 150: #REF!; 151: #REF!; 152: #REF!; 153: #REF!; 154: #REF!; 155: #REF!; 156: #REF!; 157: #REF!; 158: #REF!; 159: #REF!; 160: #REF!; 161: #REF!; 162: #REF!; 163: #REF!; 164: #REF!; 165: #REF!; 166: #REF!; 167: #REF!; 168: #REF!; 169: #REF!; 170: #REF!; 171: #REF!; 172: #REF!; 173: #REF!; 174: #REF!; 175: #REF!; 176: #REF!; 177: #REF!; 178: #REF!; 179: #REF!; 180: #REF!; 181: #REF!; 182: #REF!; 183: #REF!; 184: #REF!; 185: #REF!; 186: #REF!; 187: #REF!; 188: #REF!; 189: #REF!; 190: #REF!; 191: #REF!; 192: #REF!; 193: #REF!; 194: #REF!; 195: #REF!; 196: #REF!; 197: #REF!; 198: #REF!; 199: #REF!; 200: #REF!; 201: #REF!; 202: #REF!; 203: #REF!; 204: #REF!; 205: #REF!; 206: #REF!; 207: #REF!; 208: #REF!; 209: #REF!; 210: #REF!; 211: #REF!; 212: #REF!; 213: #REF!; 214: #REF!; 215: #REF!; 216: #REF!
138 | #REF! | 138: #REF!; 139: #REF!; 140: #REF!; 141: #REF!; 142: #REF!; 143: #REF!; 144: #REF!; 145: #REF!; 146: #REF!; 147: #REF!; 148: #REF!; 149: #REF!; 150: #REF!; 151: #REF!; 152: #REF!; 153: #REF!; 154: #REF!; 155: #REF!; 156: #REF!; 157: #REF!; 158: #REF!; 159: #REF!; 160: #REF!; 161: #REF!; 162: #REF!; 163: #REF!; 164: #REF!; 165: #REF!; 166: #REF!; 167: #REF!; 168: #REF!; 169: #REF!; 170: #REF!; 171: #REF!; 172: #REF!; 173: #REF!; 174: #REF!; 175: #REF!; 176: #REF!; 177: #REF!; 178: #REF!; 179: #REF!; 180: #REF!; 181: #REF!; 182: #REF!; 183: #REF!; 184: #REF!; 185: #REF!; 186: #REF!; 187: #REF!; 188: #REF!; 189: #REF!; 190: #REF!; 191: #REF!; 192: #REF!; 193: #REF!; 194: #REF!; 195: #REF!; 196: #REF!; 197: #REF!; 198: #REF!; 199: #REF!; 200: #REF!; 201: #REF!; 202: #REF!; 203: #REF!; 204: #REF!; 205: #REF!; 206: #REF!; 207: #REF!; 208: #REF!; 209: #REF!; 210: #REF!; 211: #REF!; 212: #REF!; 213: #REF!; 214: #REF!; 215: #REF!; 216: #REF!
139 | #REF! | 139: #REF!; 140: #REF!; 141: #REF!; 142: #REF!; 143: #REF!; 144: #REF!; 145: #REF!; 146: #REF!; 147: #REF!; 148: #REF!; 149: #REF!; 150: #REF!; 151: #REF!; 152: #REF!; 153: #REF!; 154: #REF!; 155: #REF!; 156: #REF!; 157: #REF!; 158: #REF!; 159: #REF!; 160: #REF!; 161: #REF!; 162: #REF!; 163: #REF!; 164: #REF!; 165: #REF!; 166: #REF!; 167: #REF!; 168: #REF!; 169: #REF!; 170: #REF!; 171: #REF!; 172: #REF!; 173: #REF!; 174: #REF!; 175: #REF!; 176: #REF!; 177: #REF!; 178: #REF!; 179: #REF!; 180: #REF!; 181: #REF!; 182: #REF!; 183: #REF!; 184: #REF!; 185: #REF!; 186: #REF!; 187: #REF!; 188: #REF!; 189: #REF!; 190: #REF!; 191: #REF!; 192: #REF!; 193: #REF!; 194: #REF!; 195: #REF!; 196: #REF!; 197: #REF!; 198: #REF!; 199: #REF!; 200: #REF!; 201: #REF!; 202: #REF!; 203: #REF!; 204: #REF!; 205: #REF!; 206: #REF!; 207: #REF!; 208: #REF!; 209: #REF!; 210: #REF!; 211: #REF!; 212: #REF!; 213: #REF!; 214: #REF!; 215: #REF!; 216: #REF!
140 | #REF! | 140: #REF!; 141: #REF!; 142: #REF!; 143: #REF!; 144: #REF!; 145: #REF!; 146: #REF!; 147: #REF!; 148: #REF!; 149: #REF!; 150: #REF!; 151: #REF!; 152: #REF!; 153: #REF!; 154: #REF!; 155: #REF!; 156: #REF!; 157: #REF!; 158: #REF!; 159: #REF!; 160: #REF!; 161: #REF!; 162: #REF!; 163: #REF!; 164: #REF!; 165: #REF!; 166: #REF!; 167: #REF!; 168: #REF!; 169: #REF!; 170: #REF!; 171: #REF!; 172: #REF!; 173: #REF!; 174: #REF!; 175: #REF!; 176: #REF!; 177: #REF!; 178: #REF!; 179: #REF!; 180: #REF!; 181: #REF!; 182: #REF!; 183: #REF!; 184: #REF!; 185: #REF!; 186: #REF!; 187: #REF!; 188: #REF!; 189: #REF!; 190: #REF!; 191: #REF!; 192: #REF!; 193: #REF!; 194: #REF!; 195: #REF!; 196: #REF!; 197: #REF!; 198: #REF!; 199: #REF!; 200: #REF!; 201: #REF!; 202: #REF!; 203: #REF!; 204: #REF!; 205: #REF!; 206: #REF!; 207: #REF!; 208: #REF!; 209: #REF!; 210: #REF!; 211: #REF!; 212: #REF!; 213: #REF!; 214: #REF!; 215: #REF!; 216: #REF!
141 | #REF! | 141: #REF!; 142: #REF!; 143: #REF!; 144: #REF!; 145: #REF!; 146: #REF!; 147: #REF!; 148: #REF!; 149: #REF!; 150: #REF!; 151: #REF!; 152: #REF!; 153: #REF!; 154: #REF!; 155: #REF!; 156: #REF!; 157: #REF!; 158: #REF!; 159: #REF!; 160: #REF!; 161: #REF!; 162: #REF!; 163: #REF!; 164: #REF!; 165: #REF!; 166: #REF!; 167: #REF!; 168: #REF!; 169: #REF!; 170: #REF!; 171: #REF!; 172: #REF!; 173: #REF!; 174: #REF!; 175: #REF!; 176: #REF!; 177: #REF!; 178: #REF!; 179: #REF!; 180: #REF!; 181: #REF!; 182: #REF!; 183: #REF!; 184: #REF!; 185: #REF!; 186: #REF!; 187: #REF!; 188: #REF!; 189: #REF!; 190: #REF!; 191: #REF!; 192: #REF!; 193: #REF!; 194: #REF!; 195: #REF!; 196: #REF!; 197: #REF!; 198: #REF!; 199: #REF!; 200: #REF!; 201: #REF!; 202: #REF!; 203: #REF!; 204: #REF!; 205: #REF!; 206: #REF!; 207: #REF!; 208: #REF!; 209: #REF!; 210: #REF!; 211: #REF!; 212: #REF!; 213: #REF!; 214: #REF!; 215: #REF!; 216: #REF!
142 | #REF! | 142: #REF!; 143: #REF!; 144: #REF!; 145: #REF!; 146: #REF!; 147: #REF!; 148: #REF!; 149: #REF!; 150: #REF!; 151: #REF!; 152: #REF!; 153: #REF!; 154: #REF!; 155: #REF!; 156: #REF!; 157: #REF!; 158: #REF!; 159: #REF!; 160: #REF!; 161: #REF!; 162: #REF!; 163: #REF!; 164: #REF!; 165: #REF!; 166: #REF!; 167: #REF!; 168: #REF!; 169: #REF!; 170: #REF!; 171: #REF!; 172: #REF!; 173: #REF!; 174: #REF!; 175: #REF!; 176: #REF!; 177: #REF!; 178: #REF!; 179: #REF!; 180: #REF!; 181: #REF!; 182: #REF!; 183: #REF!; 184: #REF!; 185: #REF!; 186: #REF!; 187: #REF!; 188: #REF!; 189: #REF!; 190: #REF!; 191: #REF!; 192: #REF!; 193: #REF!; 194: #REF!; 195: #REF!; 196: #REF!; 197: #REF!; 198: #REF!; 199: #REF!; 200: #REF!; 201: #REF!; 202: #REF!; 203: #REF!; 204: #REF!; 205: #REF!; 206: #REF!; 207: #REF!; 208: #REF!; 209: #REF!; 210: #REF!; 211: #REF!; 212: #REF!; 213: #REF!; 214: #REF!; 215: #REF!; 216: #REF!
143 | #REF! | 143: #REF!; 144: #REF!; 145: #REF!; 146: #REF!; 147: #REF!; 148: #REF!; 149: #REF!; 150: #REF!; 151: #REF!; 152: #REF!; 153: #REF!; 154: #REF!; 155: #REF!; 156: #REF!; 157: #REF!; 158: #REF!; 159: #REF!; 160: #REF!; 161: #REF!; 162: #REF!; 163: #REF!; 164: #REF!; 165: #REF!; 166: #REF!; 167: #REF!; 168: #REF!; 169: #REF!; 170: #REF!; 171: #REF!; 172: #REF!; 173: #REF!; 174: #REF!; 175: #REF!; 176: #REF!; 177: #REF!; 178: #REF!; 179: #REF!; 180: #REF!; 181: #REF!; 182: #REF!; 183: #REF!; 184: #REF!; 185: #REF!; 186: #REF!; 187: #REF!; 188: #REF!; 189: #REF!; 190: #REF!; 191: #REF!; 192: #REF!; 193: #REF!; 194: #REF!; 195: #REF!; 196: #REF!; 197: #REF!; 198: #REF!; 199: #REF!; 200: #REF!; 201: #REF!; 202: #REF!; 203: #REF!; 204: #REF!; 205: #REF!; 206: #REF!; 207: #REF!; 208: #REF!; 209: #REF!; 210: #REF!; 211: #REF!; 212: #REF!; 213: #REF!; 214: #REF!; 215: #REF!; 216: #REF!
144 | #REF! | 144: #REF!; 145: #REF!; 146: #REF!; 147: #REF!; 148: #REF!; 149: #REF!; 150: #REF!; 151: #REF!; 152: #REF!; 153: #REF!; 154: #REF!; 155: #REF!; 156: #REF!; 157: #REF!; 158: #REF!; 159: #REF!; 160: #REF!; 161: #REF!; 162: #REF!; 163: #REF!; 164: #REF!; 165: #REF!; 166: #REF!; 167: #REF!; 168: #REF!; 169: #REF!; 170: #REF!; 171: #REF!; 172: #REF!; 173: #REF!; 174: #REF!; 175: #REF!; 176: #REF!; 177: #REF!; 178: #REF!; 179: #REF!; 180: #REF!; 181: #REF!; 182: #REF!; 183: #REF!; 184: #REF!; 185: #REF!; 186: #REF!; 187: #REF!; 188: #REF!; 189: #REF!; 190: #REF!; 191: #REF!; 192: #REF!; 193: #REF!; 194: #REF!; 195: #REF!; 196: #REF!; 197: #REF!; 198: #REF!; 199: #REF!; 200: #REF!; 201: #REF!; 202: #REF!; 203: #REF!; 204: #REF!; 205: #REF!; 206: #REF!; 207: #REF!; 208: #REF!; 209: #REF!; 210: #REF!; 211: #REF!; 212: #REF!; 213: #REF!; 214: #REF!; 215: #REF!; 216: #REF!
145 | #REF! | 145: #REF!; 146: #REF!; 147: #REF!; 148: #REF!; 149: #REF!; 150: #REF!; 151: #REF!; 152: #REF!; 153: #REF!; 154: #REF!; 155: #REF!; 156: #REF!; 157: #REF!; 158: #REF!; 159: #REF!; 160: #REF!; 161: #REF!; 162: #REF!; 163: #REF!; 164: #REF!; 165: #REF!; 166: #REF!; 167: #REF!; 168: #REF!; 169: #REF!; 170: #REF!; 171: #REF!; 172: #REF!; 173: #REF!; 174: #REF!; 175: #REF!; 176: #REF!; 177: #REF!; 178: #REF!; 179: #REF!; 180: #REF!; 181: #REF!; 182: #REF!; 183: #REF!; 184: #REF!; 185: #REF!; 186: #REF!; 187: #REF!; 188: #REF!; 189: #REF!; 190: #REF!; 191: #REF!; 192: #REF!; 193: #REF!; 194: #REF!; 195: #REF!; 196: #REF!; 197: #REF!; 198: #REF!; 199: #REF!; 200: #REF!; 201: #REF!; 202: #REF!; 203: #REF!; 204: #REF!; 205: #REF!; 206: #REF!; 207: #REF!; 208: #REF!; 209: #REF!; 210: #REF!; 211: #REF!; 212: #REF!; 213: #REF!; 214: #REF!; 215: #REF!; 216: #REF!
146 | #REF! | 146: #REF!; 147: #REF!; 148: #REF!; 149: #REF!; 150: #REF!; 151: #REF!; 152: #REF!; 153: #REF!; 154: #REF!; 155: #REF!; 156: #REF!; 157: #REF!; 158: #REF!; 159: #REF!; 160: #REF!; 161: #REF!; 162: #REF!; 163: #REF!; 164: #REF!; 165: #REF!; 166: #REF!; 167: #REF!; 168: #REF!; 169: #REF!; 170: #REF!; 171: #REF!; 172: #REF!; 173: #REF!; 174: #REF!; 175: #REF!; 176: #REF!; 177: #REF!; 178: #REF!; 179: #REF!; 180: #REF!; 181: #REF!; 182: #REF!; 183: #REF!; 184: #REF!; 185: #REF!; 186: #REF!; 187: #REF!; 188: #REF!; 189: #REF!; 190: #REF!; 191: #REF!; 192: #REF!; 193: #REF!; 194: #REF!; 195: #REF!; 196: #REF!; 197: #REF!; 198: #REF!; 199: #REF!; 200: #REF!; 201: #REF!; 202: #REF!; 203: #REF!; 204: #REF!; 205: #REF!; 206: #REF!; 207: #REF!; 208: #REF!; 209: #REF!; 210: #REF!; 211: #REF!; 212: #REF!; 213: #REF!; 214: #REF!; 215: #REF!; 216: #REF!
147 | #REF! | 147: #REF!; 148: #REF!; 149: #REF!; 150: #REF!; 151: #REF!; 152: #REF!; 153: #REF!; 154: #REF!; 155: #REF!; 156: #REF!; 157: #REF!; 158: #REF!; 159: #REF!; 160: #REF!; 161: #REF!; 162: #REF!; 163: #REF!; 164: #REF!; 165: #REF!; 166: #REF!; 167: #REF!; 168: #REF!; 169: #REF!; 170: #REF!; 171: #REF!; 172: #REF!; 173: #REF!; 174: #REF!; 175: #REF!; 176: #REF!; 177: #REF!; 178: #REF!; 179: #REF!; 180: #REF!; 181: #REF!; 182: #REF!; 183: #REF!; 184: #REF!; 185: #REF!; 186: #REF!; 187: #REF!; 188: #REF!; 189: #REF!; 190: #REF!; 191: #REF!; 192: #REF!; 193: #REF!; 194: #REF!; 195: #REF!; 196: #REF!; 197: #REF!; 198: #REF!; 199: #REF!; 200: #REF!; 201: #REF!; 202: #REF!; 203: #REF!; 204: #REF!; 205: #REF!; 206: #REF!; 207: #REF!; 208: #REF!; 209: #REF!; 210: #REF!; 211: #REF!; 212: #REF!; 213: #REF!; 214: #REF!; 215: #REF!; 216: #REF!
148 | #REF! | 148: #REF!; 149: #REF!; 150: #REF!; 151: #REF!; 152: #REF!; 153: #REF!; 154: #REF!; 155: #REF!; 156: #REF!; 157: #REF!; 158: #REF!; 159: #REF!; 160: #REF!; 161: #REF!; 162: #REF!; 163: #REF!; 164: #REF!; 165: #REF!; 166: #REF!; 167: #REF!; 168: #REF!; 169: #REF!; 170: #REF!; 171: #REF!; 172: #REF!; 173: #REF!; 174: #REF!; 175: #REF!; 176: #REF!; 177: #REF!; 178: #REF!; 179: #REF!; 180: #REF!; 181: #REF!; 182: #REF!; 183: #REF!; 184: #REF!; 185: #REF!; 186: #REF!; 187: #REF!; 188: #REF!; 189: #REF!; 190: #REF!; 191: #REF!; 192: #REF!; 193: #REF!; 194: #REF!; 195: #REF!; 196: #REF!; 197: #REF!; 198: #REF!; 199: #REF!; 200: #REF!; 201: #REF!; 202: #REF!; 203: #REF!; 204: #REF!; 205: #REF!; 206: #REF!; 207: #REF!; 208: #REF!; 209: #REF!; 210: #REF!; 211: #REF!; 212: #REF!; 213: #REF!; 214: #REF!; 215: #REF!; 216: #REF!
149 | #REF! | 149: #REF!; 150: #REF!; 151: #REF!; 152: #REF!; 153: #REF!; 154: #REF!; 155: #REF!; 156: #REF!; 157: #REF!; 158: #REF!; 159: #REF!; 160: #REF!; 161: #REF!; 162: #REF!; 163: #REF!; 164: #REF!; 165: #REF!; 166: #REF!; 167: #REF!; 168: #REF!; 169: #REF!; 170: #REF!; 171: #REF!; 172: #REF!; 173: #REF!; 174: #REF!; 175: #REF!; 176: #REF!; 177: #REF!; 178: #REF!; 179: #REF!; 180: #REF!; 181: #REF!; 182: #REF!; 183: #REF!; 184: #REF!; 185: #REF!; 186: #REF!; 187: #REF!; 188: #REF!; 189: #REF!; 190: #REF!; 191: #REF!; 192: #REF!; 193: #REF!; 194: #REF!; 195: #REF!; 196: #REF!; 197: #REF!; 198: #REF!; 199: #REF!; 200: #REF!; 201: #REF!; 202: #REF!; 203: #REF!; 204: #REF!; 205: #REF!; 206: #REF!; 207: #REF!; 208: #REF!; 209: #REF!; 210: #REF!; 211: #REF!; 212: #REF!; 213: #REF!; 214: #REF!; 215: #REF!; 216: #REF!
150 | #REF! | 150: #REF!; 151: #REF!; 152: #REF!; 153: #REF!; 154: #REF!; 155: #REF!; 156: #REF!; 157: #REF!; 158: #REF!; 159: #REF!; 160: #REF!; 161: #REF!; 162: #REF!; 163: #REF!; 164: #REF!; 165: #REF!; 166: #REF!; 167: #REF!; 168: #REF!; 169: #REF!; 170: #REF!; 171: #REF!; 172: #REF!; 173: #REF!; 174: #REF!; 175: #REF!; 176: #REF!; 177: #REF!; 178: #REF!; 179: #REF!; 180: #REF!; 181: #REF!; 182: #REF!; 183: #REF!; 184: #REF!; 185: #REF!; 186: #REF!; 187: #REF!; 188: #REF!; 189: #REF!; 190: #REF!; 191: #REF!; 192: #REF!; 193: #REF!; 194: #REF!; 195: #REF!; 196: #REF!; 197: #REF!; 198: #REF!; 199: #REF!; 200: #REF!; 201: #REF!; 202: #REF!; 203: #REF!; 204: #REF!; 205: #REF!; 206: #REF!; 207: #REF!; 208: #REF!; 209: #REF!; 210: #REF!; 211: #REF!; 212: #REF!; 213: #REF!; 214: #REF!; 215: #REF!; 216: #REF!
151 | #REF! | 151: #REF!; 152: #REF!; 153: #REF!; 154: #REF!; 155: #REF!; 156: #REF!; 157: #REF!; 158: #REF!; 159: #REF!; 160: #REF!; 161: #REF!; 162: #REF!; 163: #REF!; 164: #REF!; 165: #REF!; 166: #REF!; 167: #REF!; 168: #REF!; 169: #REF!; 170: #REF!; 171: #REF!; 172: #REF!; 173: #REF!; 174: #REF!; 175: #REF!; 176: #REF!; 177: #REF!; 178: #REF!; 179: #REF!; 180: #REF!; 181: #REF!; 182: #REF!; 183: #REF!; 184: #REF!; 185: #REF!; 186: #REF!; 187: #REF!; 188: #REF!; 189: #REF!; 190: #REF!; 191: #REF!; 192: #REF!; 193: #REF!; 194: #REF!; 195: #REF!; 196: #REF!; 197: #REF!; 198: #REF!; 199: #REF!; 200: #REF!; 201: #REF!; 202: #REF!; 203: #REF!; 204: #REF!; 205: #REF!; 206: #REF!; 207: #REF!; 208: #REF!; 209: #REF!; 210: #REF!; 211: #REF!; 212: #REF!; 213: #REF!; 214: #REF!; 215: #REF!; 216: #REF!
152 | #REF! | 152: #REF!; 153: #REF!; 154: #REF!; 155: #REF!; 156: #REF!; 157: #REF!; 158: #REF!; 159: #REF!; 160: #REF!; 161: #REF!; 162: #REF!; 163: #REF!; 164: #REF!; 165: #REF!; 166: #REF!; 167: #REF!; 168: #REF!; 169: #REF!; 170: #REF!; 171: #REF!; 172: #REF!; 173: #REF!; 174: #REF!; 175: #REF!; 176: #REF!; 177: #REF!; 178: #REF!; 179: #REF!; 180: #REF!; 181: #REF!; 182: #REF!; 183: #REF!; 184: #REF!; 185: #REF!; 186: #REF!; 187: #REF!; 188: #REF!; 189: #REF!; 190: #REF!; 191: #REF!; 192: #REF!; 193: #REF!; 194: #REF!; 195: #REF!; 196: #REF!; 197: #REF!; 198: #REF!; 199: #REF!; 200: #REF!; 201: #REF!; 202: #REF!; 203: #REF!; 204: #REF!; 205: #REF!; 206: #REF!; 207: #REF!; 208: #REF!; 209: #REF!; 210: #REF!; 211: #REF!; 212: #REF!; 213: #REF!; 214: #REF!; 215: #REF!; 216: #REF!
153 | #REF! | 153: #REF!; 154: #REF!; 155: #REF!; 156: #REF!; 157: #REF!; 158: #REF!; 159: #REF!; 160: #REF!; 161: #REF!; 162: #REF!; 163: #REF!; 164: #REF!; 165: #REF!; 166: #REF!; 167: #REF!; 168: #REF!; 169: #REF!; 170: #REF!; 171: #REF!; 172: #REF!; 173: #REF!; 174: #REF!; 175: #REF!; 176: #REF!; 177: #REF!; 178: #REF!; 179: #REF!; 180: #REF!; 181: #REF!; 182: #REF!; 183: #REF!; 184: #REF!; 185: #REF!; 186: #REF!; 187: #REF!; 188: #REF!; 189: #REF!; 190: #REF!; 191: #REF!; 192: #REF!; 193: #REF!; 194: #REF!; 195: #REF!; 196: #REF!; 197: #REF!; 198: #REF!; 199: #REF!; 200: #REF!; 201: #REF!; 202: #REF!; 203: #REF!; 204: #REF!; 205: #REF!; 206: #REF!; 207: #REF!; 208: #REF!; 209: #REF!; 210: #REF!; 211: #REF!; 212: #REF!; 213: #REF!; 214: #REF!; 215: #REF!; 216: #REF!
154 | #REF! | 154: #REF!; 155: #REF!; 156: #REF!; 157: #REF!; 158: #REF!; 159: #REF!; 160: #REF!; 161: #REF!; 162: #REF!; 163: #REF!; 164: #REF!; 165: #REF!; 166: #REF!; 167: #REF!; 168: #REF!; 169: #REF!; 170: #REF!; 171: #REF!; 172: #REF!; 173: #REF!; 174: #REF!; 175: #REF!; 176: #REF!; 177: #REF!; 178: #REF!; 179: #REF!; 180: #REF!; 181: #REF!; 182: #REF!; 183: #REF!; 184: #REF!; 185: #REF!; 186: #REF!; 187: #REF!; 188: #REF!; 189: #REF!; 190: #REF!; 191: #REF!; 192: #REF!; 193: #REF!; 194: #REF!; 195: #REF!; 196: #REF!; 197: #REF!; 198: #REF!; 199: #REF!; 200: #REF!; 201: #REF!; 202: #REF!; 203: #REF!; 204: #REF!; 205: #REF!; 206: #REF!; 207: #REF!; 208: #REF!; 209: #REF!; 210: #REF!; 211: #REF!; 212: #REF!; 213: #REF!; 214: #REF!; 215: #REF!; 216: #REF!
155 | #REF! | 155: #REF!; 156: #REF!; 157: #REF!; 158: #REF!; 159: #REF!; 160: #REF!; 161: #REF!; 162: #REF!; 163: #REF!; 164: #REF!; 165: #REF!; 166: #REF!; 167: #REF!; 168: #REF!; 169: #REF!; 170: #REF!; 171: #REF!; 172: #REF!; 173: #REF!; 174: #REF!; 175: #REF!; 176: #REF!; 177: #REF!; 178: #REF!; 179: #REF!; 180: #REF!; 181: #REF!; 182: #REF!; 183: #REF!; 184: #REF!; 185: #REF!; 186: #REF!; 187: #REF!; 188: #REF!; 189: #REF!; 190: #REF!; 191: #REF!; 192: #REF!; 193: #REF!; 194: #REF!; 195: #REF!; 196: #REF!; 197: #REF!; 198: #REF!; 199: #REF!; 200: #REF!; 201: #REF!; 202: #REF!; 203: #REF!; 204: #REF!; 205: #REF!; 206: #REF!; 207: #REF!; 208: #REF!; 209: #REF!; 210: #REF!; 211: #REF!; 212: #REF!; 213: #REF!; 214: #REF!; 215: #REF!; 216: #REF!
156 | #REF! | 156: #REF!; 157: #REF!; 158: #REF!; 159: #REF!; 160: #REF!; 161: #REF!; 162: #REF!; 163: #REF!; 164: #REF!; 165: #REF!; 166: #REF!; 167: #REF!; 168: #REF!; 169: #REF!; 170: #REF!; 171: #REF!; 172: #REF!; 173: #REF!; 174: #REF!; 175: #REF!; 176: #REF!; 177: #REF!; 178: #REF!; 179: #REF!; 180: #REF!; 181: #REF!; 182: #REF!; 183: #REF!; 184: #REF!; 185: #REF!; 186: #REF!; 187: #REF!; 188: #REF!; 189: #REF!; 190: #REF!; 191: #REF!; 192: #REF!; 193: #REF!; 194: #REF!; 195: #REF!; 196: #REF!; 197: #REF!; 198: #REF!; 199: #REF!; 200: #REF!; 201: #REF!; 202: #REF!; 203: #REF!; 204: #REF!; 205: #REF!; 206: #REF!; 207: #REF!; 208: #REF!; 209: #REF!; 210: #REF!; 211: #REF!; 212: #REF!; 213: #REF!; 214: #REF!; 215: #REF!; 216: #REF!
157 | #REF! | 157: #REF!; 158: #REF!; 159: #REF!; 160: #REF!; 161: #REF!; 162: #REF!; 163: #REF!; 164: #REF!; 165: #REF!; 166: #REF!; 167: #REF!; 168: #REF!; 169: #REF!; 170: #REF!; 171: #REF!; 172: #REF!; 173: #REF!; 174: #REF!; 175: #REF!; 176: #REF!; 177: #REF!; 178: #REF!; 179: #REF!; 180: #REF!; 181: #REF!; 182: #REF!; 183: #REF!; 184: #REF!; 185: #REF!; 186: #REF!; 187: #REF!; 188: #REF!; 189: #REF!; 190: #REF!; 191: #REF!; 192: #REF!; 193: #REF!; 194: #REF!; 195: #REF!; 196: #REF!; 197: #REF!; 198: #REF!; 199: #REF!; 200: #REF!; 201: #REF!; 202: #REF!; 203: #REF!; 204: #REF!; 205: #REF!; 206: #REF!; 207: #REF!; 208: #REF!; 209: #REF!; 210: #REF!; 211: #REF!; 212: #REF!; 213: #REF!; 214: #REF!; 215: #REF!; 216: #REF!
158 | #REF! | 158: #REF!; 159: #REF!; 160: #REF!; 161: #REF!; 162: #REF!; 163: #REF!; 164: #REF!; 165: #REF!; 166: #REF!; 167: #REF!; 168: #REF!; 169: #REF!; 170: #REF!; 171: #REF!; 172: #REF!; 173: #REF!; 174: #REF!; 175: #REF!; 176: #REF!; 177: #REF!; 178: #REF!; 179: #REF!; 180: #REF!; 181: #REF!; 182: #REF!; 183: #REF!; 184: #REF!; 185: #REF!; 186: #REF!; 187: #REF!; 188: #REF!; 189: #REF!; 190: #REF!; 191: #REF!; 192: #REF!; 193: #REF!; 194: #REF!; 195: #REF!; 196: #REF!; 197: #REF!; 198: #REF!; 199: #REF!; 200: #REF!; 201: #REF!; 202: #REF!; 203: #REF!; 204: #REF!; 205: #REF!; 206: #REF!; 207: #REF!; 208: #REF!; 209: #REF!; 210: #REF!; 211: #REF!; 212: #REF!; 213: #REF!; 214: #REF!; 215: #REF!; 216: #REF!
159 | #REF! | 159: #REF!; 160: #REF!; 161: #REF!; 162: #REF!; 163: #REF!; 164: #REF!; 165: #REF!; 166: #REF!; 167: #REF!; 168: #REF!; 169: #REF!; 170: #REF!; 171: #REF!; 172: #REF!; 173: #REF!; 174: #REF!; 175: #REF!; 176: #REF!; 177: #REF!; 178: #REF!; 179: #REF!; 180: #REF!; 181: #REF!; 182: #REF!; 183: #REF!; 184: #REF!; 185: #REF!; 186: #REF!; 187: #REF!; 188: #REF!; 189: #REF!; 190: #REF!; 191: #REF!; 192: #REF!; 193: #REF!; 194: #REF!; 195: #REF!; 196: #REF!; 197: #REF!; 198: #REF!; 199: #REF!; 200: #REF!; 201: #REF!; 202: #REF!; 203: #REF!; 204: #REF!; 205: #REF!; 206: #REF!; 207: #REF!; 208: #REF!; 209: #REF!; 210: #REF!; 211: #REF!; 212: #REF!; 213: #REF!; 214: #REF!; 215: #REF!; 216: #REF!
160 | #REF! | 160: #REF!; 161: #REF!; 162: #REF!; 163: #REF!; 164: #REF!; 165: #REF!; 166: #REF!; 167: #REF!; 168: #REF!; 169: #REF!; 170: #REF!; 171: #REF!; 172: #REF!; 173: #REF!; 174: #REF!; 175: #REF!; 176: #REF!; 177: #REF!; 178: #REF!; 179: #REF!; 180: #REF!; 181: #REF!; 182: #REF!; 183: #REF!; 184: #REF!; 185: #REF!; 186: #REF!; 187: #REF!; 188: #REF!; 189: #REF!; 190: #REF!; 191: #REF!; 192: #REF!; 193: #REF!; 194: #REF!; 195: #REF!; 196: #REF!; 197: #REF!; 198: #REF!; 199: #REF!; 200: #REF!; 201: #REF!; 202: #REF!; 203: #REF!; 204: #REF!; 205: #REF!; 206: #REF!; 207: #REF!; 208: #REF!; 209: #REF!; 210: #REF!; 211: #REF!; 212: #REF!; 213: #REF!; 214: #REF!; 215: #REF!; 216: #REF!
161 | #REF! | 161: #REF!; 162: #REF!; 163: #REF!; 164: #REF!; 165: #REF!; 166: #REF!; 167: #REF!; 168: #REF!; 169: #REF!; 170: #REF!; 171: #REF!; 172: #REF!; 173: #REF!; 174: #REF!; 175: #REF!; 176: #REF!; 177: #REF!; 178: #REF!; 179: #REF!; 180: #REF!; 181: #REF!; 182: #REF!; 183: #REF!; 184: #REF!; 185: #REF!; 186: #REF!; 187: #REF!; 188: #REF!; 189: #REF!; 190: #REF!; 191: #REF!; 192: #REF!; 193: #REF!; 194: #REF!; 195: #REF!; 196: #REF!; 197: #REF!; 198: #REF!; 199: #REF!; 200: #REF!; 201: #REF!; 202: #REF!; 203: #REF!; 204: #REF!; 205: #REF!; 206: #REF!; 207: #REF!; 208: #REF!; 209: #REF!; 210: #REF!; 211: #REF!; 212: #REF!; 213: #REF!; 214: #REF!; 215: #REF!; 216: #REF!
162 | #REF! | 162: #REF!; 163: #REF!; 164: #REF!; 165: #REF!; 166: #REF!; 167: #REF!; 168: #REF!; 169: #REF!; 170: #REF!; 171: #REF!; 172: #REF!; 173: #REF!; 174: #REF!; 175: #REF!; 176: #REF!; 177: #REF!; 178: #REF!; 179: #REF!; 180: #REF!; 181: #REF!; 182: #REF!; 183: #REF!; 184: #REF!; 185: #REF!; 186: #REF!; 187: #REF!; 188: #REF!; 189: #REF!; 190: #REF!; 191: #REF!; 192: #REF!; 193: #REF!; 194: #REF!; 195: #REF!; 196: #REF!; 197: #REF!; 198: #REF!; 199: #REF!; 200: #REF!; 201: #REF!; 202: #REF!; 203: #REF!; 204: #REF!; 205: #REF!; 206: #REF!; 207: #REF!; 208: #REF!; 209: #REF!; 210: #REF!; 211: #REF!; 212: #REF!; 213: #REF!; 214: #REF!; 215: #REF!; 216: #REF!
163 | #REF! | 163: #REF!; 164: #REF!; 165: #REF!; 166: #REF!; 167: #REF!; 168: #REF!; 169: #REF!; 170: #REF!; 171: #REF!; 172: #REF!; 173: #REF!; 174: #REF!; 175: #REF!; 176: #REF!; 177: #REF!; 178: #REF!; 179: #REF!; 180: #REF!; 181: #REF!; 182: #REF!; 183: #REF!; 184: #REF!; 185: #REF!; 186: #REF!; 187: #REF!; 188: #REF!; 189: #REF!; 190: #REF!; 191: #REF!; 192: #REF!; 193: #REF!; 194: #REF!; 195: #REF!; 196: #REF!; 197: #REF!; 198: #REF!; 199: #REF!; 200: #REF!; 201: #REF!; 202: #REF!; 203: #REF!; 204: #REF!; 205: #REF!; 206: #REF!; 207: #REF!; 208: #REF!; 209: #REF!; 210: #REF!; 211: #REF!; 212: #REF!; 213: #REF!; 214: #REF!; 215: #REF!; 216: #REF!
164 | #REF! | 164: #REF!; 165: #REF!; 166: #REF!; 167: #REF!; 168: #REF!; 169: #REF!; 170: #REF!; 171: #REF!; 172: #REF!; 173: #REF!; 174: #REF!; 175: #REF!; 176: #REF!; 177: #REF!; 178: #REF!; 179: #REF!; 180: #REF!; 181: #REF!; 182: #REF!; 183: #REF!; 184: #REF!; 185: #REF!; 186: #REF!; 187: #REF!; 188: #REF!; 189: #REF!; 190: #REF!; 191: #REF!; 192: #REF!; 193: #REF!; 194: #REF!; 195: #REF!; 196: #REF!; 197: #REF!; 198: #REF!; 199: #REF!; 200: #REF!; 201: #REF!; 202: #REF!; 203: #REF!; 204: #REF!; 205: #REF!; 206: #REF!; 207: #REF!; 208: #REF!; 209: #REF!; 210: #REF!; 211: #REF!; 212: #REF!; 213: #REF!; 214: #REF!; 215: #REF!; 216: #REF!
165 | #REF! | 165: #REF!; 166: #REF!; 167: #REF!; 168: #REF!; 169: #REF!; 170: #REF!; 171: #REF!; 172: #REF!; 173: #REF!; 174: #REF!; 175: #REF!; 176: #REF!; 177: #REF!; 178: #REF!; 179: #REF!; 180: #REF!; 181: #REF!; 182: #REF!; 183: #REF!; 184: #REF!; 185: #REF!; 186: #REF!; 187: #REF!; 188: #REF!; 189: #REF!; 190: #REF!; 191: #REF!; 192: #REF!; 193: #REF!; 194: #REF!; 195: #REF!; 196: #REF!; 197: #REF!; 198: #REF!; 199: #REF!; 200: #REF!; 201: #REF!; 202: #REF!; 203: #REF!; 204: #REF!; 205: #REF!; 206: #REF!; 207: #REF!; 208: #REF!; 209: #REF!; 210: #REF!; 211: #REF!; 212: #REF!; 213: #REF!; 214: #REF!; 215: #REF!; 216: #REF!
166 | #REF! | 166: #REF!; 167: #REF!; 168: #REF!; 169: #REF!; 170: #REF!; 171: #REF!; 172: #REF!; 173: #REF!; 174: #REF!; 175: #REF!; 176: #REF!; 177: #REF!; 178: #REF!; 179: #REF!; 180: #REF!; 181: #REF!; 182: #REF!; 183: #REF!; 184: #REF!; 185: #REF!; 186: #REF!; 187: #REF!; 188: #REF!; 189: #REF!; 190: #REF!; 191: #REF!; 192: #REF!; 193: #REF!; 194: #REF!; 195: #REF!; 196: #REF!; 197: #REF!; 198: #REF!; 199: #REF!; 200: #REF!; 201: #REF!; 202: #REF!; 203: #REF!; 204: #REF!; 205: #REF!; 206: #REF!; 207: #REF!; 208: #REF!; 209: #REF!; 210: #REF!; 211: #REF!; 212: #REF!; 213: #REF!; 214: #REF!; 215: #REF!; 216: #REF!
167 | #REF! | 167: #REF!; 168: #REF!; 169: #REF!; 170: #REF!; 171: #REF!; 172: #REF!; 173: #REF!; 174: #REF!; 175: #REF!; 176: #REF!; 177: #REF!; 178: #REF!; 179: #REF!; 180: #REF!; 181: #REF!; 182: #REF!; 183: #REF!; 184: #REF!; 185: #REF!; 186: #REF!; 187: #REF!; 188: #REF!; 189: #REF!; 190: #REF!; 191: #REF!; 192: #REF!; 193: #REF!; 194: #REF!; 195: #REF!; 196: #REF!; 197: #REF!; 198: #REF!; 199: #REF!; 200: #REF!; 201: #REF!; 202: #REF!; 203: #REF!; 204: #REF!; 205: #REF!; 206: #REF!; 207: #REF!; 208: #REF!; 209: #REF!; 210: #REF!; 211: #REF!; 212: #REF!; 213: #REF!; 214: #REF!; 215: #REF!; 216: #REF!
168 | #REF! | 168: #REF!; 169: #REF!; 170: #REF!; 171: #REF!; 172: #REF!; 173: #REF!; 174: #REF!; 175: #REF!; 176: #REF!; 177: #REF!; 178: #REF!; 179: #REF!; 180: #REF!; 181: #REF!; 182: #REF!; 183: #REF!; 184: #REF!; 185: #REF!; 186: #REF!; 187: #REF!; 188: #REF!; 189: #REF!; 190: #REF!; 191: #REF!; 192: #REF!; 193: #REF!; 194: #REF!; 195: #REF!; 196: #REF!; 197: #REF!; 198: #REF!; 199: #REF!; 200: #REF!; 201: #REF!; 202: #REF!; 203: #REF!; 204: #REF!; 205: #REF!; 206: #REF!; 207: #REF!; 208: #REF!; 209: #REF!; 210: #REF!; 211: #REF!; 212: #REF!; 213: #REF!; 214: #REF!; 215: #REF!; 216: #REF!
169 | #REF! | 169: #REF!; 170: #REF!; 171: #REF!; 172: #REF!; 173: #REF!; 174: #REF!; 175: #REF!; 176: #REF!; 177: #REF!; 178: #REF!; 179: #REF!; 180: #REF!; 181: #REF!; 182: #REF!; 183: #REF!; 184: #REF!; 185: #REF!; 186: #REF!; 187: #REF!; 188: #REF!; 189: #REF!; 190: #REF!; 191: #REF!; 192: #REF!; 193: #REF!; 194: #REF!; 195: #REF!; 196: #REF!; 197: #REF!; 198: #REF!; 199: #REF!; 200: #REF!; 201: #REF!; 202: #REF!; 203: #REF!; 204: #REF!; 205: #REF!; 206: #REF!; 207: #REF!; 208: #REF!; 209: #REF!; 210: #REF!; 211: #REF!; 212: #REF!; 213: #REF!; 214: #REF!; 215: #REF!; 216: #REF!
170 | #REF! | 170: #REF!; 171: #REF!; 172: #REF!; 173: #REF!; 174: #REF!; 175: #REF!; 176: #REF!; 177: #REF!; 178: #REF!; 179: #REF!; 180: #REF!; 181: #REF!; 182: #REF!; 183: #REF!; 184: #REF!; 185: #REF!; 186: #REF!; 187: #REF!; 188: #REF!; 189: #REF!; 190: #REF!; 191: #REF!; 192: #REF!; 193: #REF!; 194: #REF!; 195: #REF!; 196: #REF!; 197: #REF!; 198: #REF!; 199: #REF!; 200: #REF!; 201: #REF!; 202: #REF!; 203: #REF!; 204: #REF!; 205: #REF!; 206: #REF!; 207: #REF!; 208: #REF!; 209: #REF!; 210: #REF!; 211: #REF!; 212: #REF!; 213: #REF!; 214: #REF!; 215: #REF!; 216: #REF!
171 | #REF! | 171: #REF!; 172: #REF!; 173: #REF!; 174: #REF!; 175: #REF!; 176: #REF!; 177: #REF!; 178: #REF!; 179: #REF!; 180: #REF!; 181: #REF!; 182: #REF!; 183: #REF!; 184: #REF!; 185: #REF!; 186: #REF!; 187: #REF!; 188: #REF!; 189: #REF!; 190: #REF!; 191: #REF!; 192: #REF!; 193: #REF!; 194: #REF!; 195: #REF!; 196: #REF!; 197: #REF!; 198: #REF!; 199: #REF!; 200: #REF!; 201: #REF!; 202: #REF!; 203: #REF!; 204: #REF!; 205: #REF!; 206: #REF!; 207: #REF!; 208: #REF!; 209: #REF!; 210: #REF!; 211: #REF!; 212: #REF!; 213: #REF!; 214: #REF!; 215: #REF!; 216: #REF!
172 | #REF! | 172: #REF!; 173: #REF!; 174: #REF!; 175: #REF!; 176: #REF!; 177: #REF!; 178: #REF!; 179: #REF!; 180: #REF!; 181: #REF!; 182: #REF!; 183: #REF!; 184: #REF!; 185: #REF!; 186: #REF!; 187: #REF!; 188: #REF!; 189: #REF!; 190: #REF!; 191: #REF!; 192: #REF!; 193: #REF!; 194: #REF!; 195: #REF!; 196: #REF!; 197: #REF!; 198: #REF!; 199: #REF!; 200: #REF!; 201: #REF!; 202: #REF!; 203: #REF!; 204: #REF!; 205: #REF!; 206: #REF!; 207: #REF!; 208: #REF!; 209: #REF!; 210: #REF!; 211: #REF!; 212: #REF!; 213: #REF!; 214: #REF!; 215: #REF!; 216: #REF!
173 | #REF! | 173: #REF!; 174: #REF!; 175: #REF!; 176: #REF!; 177: #REF!; 178: #REF!; 179: #REF!; 180: #REF!; 181: #REF!; 182: #REF!; 183: #REF!; 184: #REF!; 185: #REF!; 186: #REF!; 187: #REF!; 188: #REF!; 189: #REF!; 190: #REF!; 191: #REF!; 192: #REF!; 193: #REF!; 194: #REF!; 195: #REF!; 196: #REF!; 197: #REF!; 198: #REF!; 199: #REF!; 200: #REF!; 201: #REF!; 202: #REF!; 203: #REF!; 204: #REF!; 205: #REF!; 206: #REF!; 207: #REF!; 208: #REF!; 209: #REF!; 210: #REF!; 211: #REF!; 212: #REF!; 213: #REF!; 214: #REF!; 215: #REF!; 216: #REF!
174 | #REF! | 174: #REF!; 175: #REF!; 176: #REF!; 177: #REF!; 178: #REF!; 179: #REF!; 180: #REF!; 181: #REF!; 182: #REF!; 183: #REF!; 184: #REF!; 185: #REF!; 186: #REF!; 187: #REF!; 188: #REF!; 189: #REF!; 190: #REF!; 191: #REF!; 192: #REF!; 193: #REF!; 194: #REF!; 195: #REF!; 196: #REF!; 197: #REF!; 198: #REF!; 199: #REF!; 200: #REF!; 201: #REF!; 202: #REF!; 203: #REF!; 204: #REF!; 205: #REF!; 206: #REF!; 207: #REF!; 208: #REF!; 209: #REF!; 210: #REF!; 211: #REF!; 212: #REF!; 213: #REF!; 214: #REF!; 215: #REF!; 216: #REF!
175 | #REF! | 175: #REF!; 176: #REF!; 177: #REF!; 178: #REF!; 179: #REF!; 180: #REF!; 181: #REF!; 182: #REF!; 183: #REF!; 184: #REF!; 185: #REF!; 186: #REF!; 187: #REF!; 188: #REF!; 189: #REF!; 190: #REF!; 191: #REF!; 192: #REF!; 193: #REF!; 194: #REF!; 195: #REF!; 196: #REF!; 197: #REF!; 198: #REF!; 199: #REF!; 200: #REF!; 201: #REF!; 202: #REF!; 203: #REF!; 204: #REF!; 205: #REF!; 206: #REF!; 207: #REF!; 208: #REF!; 209: #REF!; 210: #REF!; 211: #REF!; 212: #REF!; 213: #REF!; 214: #REF!; 215: #REF!; 216: #REF!
176 | #REF! | 176: #REF!; 177: #REF!; 178: #REF!; 179: #REF!; 180: #REF!; 181: #REF!; 182: #REF!; 183: #REF!; 184: #REF!; 185: #REF!; 186: #REF!; 187: #REF!; 188: #REF!; 189: #REF!; 190: #REF!; 191: #REF!; 192: #REF!; 193: #REF!; 194: #REF!; 195: #REF!; 196: #REF!; 197: #REF!; 198: #REF!; 199: #REF!; 200: #REF!; 201: #REF!; 202: #REF!; 203: #REF!; 204: #REF!; 205: #REF!; 206: #REF!; 207: #REF!; 208: #REF!; 209: #REF!; 210: #REF!; 211: #REF!; 212: #REF!; 213: #REF!; 214: #REF!; 215: #REF!; 216: #REF!
177 | #REF! | 177: #REF!; 178: #REF!; 179: #REF!; 180: #REF!; 181: #REF!; 182: #REF!; 183: #REF!; 184: #REF!; 185: #REF!; 186: #REF!; 187: #REF!; 188: #REF!; 189: #REF!; 190: #REF!; 191: #REF!; 192: #REF!; 193: #REF!; 194: #REF!; 195: #REF!; 196: #REF!; 197: #REF!; 198: #REF!; 199: #REF!; 200: #REF!; 201: #REF!; 202: #REF!; 203: #REF!; 204: #REF!; 205: #REF!; 206: #REF!; 207: #REF!; 208: #REF!; 209: #REF!; 210: #REF!; 211: #REF!; 212: #REF!; 213: #REF!; 214: #REF!; 215: #REF!; 216: #REF!
178 | #REF! | 178: #REF!; 179: #REF!; 180: #REF!; 181: #REF!; 182: #REF!; 183: #REF!; 184: #REF!; 185: #REF!; 186: #REF!; 187: #REF!; 188: #REF!; 189: #REF!; 190: #REF!; 191: #REF!; 192: #REF!; 193: #REF!; 194: #REF!; 195: #REF!; 196: #REF!; 197: #REF!; 198: #REF!; 199: #REF!; 200: #REF!; 201: #REF!; 202: #REF!; 203: #REF!; 204: #REF!; 205: #REF!; 206: #REF!; 207: #REF!; 208: #REF!; 209: #REF!; 210: #REF!; 211: #REF!; 212: #REF!; 213: #REF!; 214: #REF!; 215: #REF!; 216: #REF!
179 | #REF! | 179: #REF!; 180: #REF!; 181: #REF!; 182: #REF!; 183: #REF!; 184: #REF!; 185: #REF!; 186: #REF!; 187: #REF!; 188: #REF!; 189: #REF!; 190: #REF!; 191: #REF!; 192: #REF!; 193: #REF!; 194: #REF!; 195: #REF!; 196: #REF!; 197: #REF!; 198: #REF!; 199: #REF!; 200: #REF!; 201: #REF!; 202: #REF!; 203: #REF!; 204: #REF!; 205: #REF!; 206: #REF!; 207: #REF!; 208: #REF!; 209: #REF!; 210: #REF!; 211: #REF!; 212: #REF!; 213: #REF!; 214: #REF!; 215: #REF!; 216: #REF!
180 | #REF! | 180: #REF!; 181: #REF!; 182: #REF!; 183: #REF!; 184: #REF!; 185: #REF!; 186: #REF!; 187: #REF!; 188: #REF!; 189: #REF!; 190: #REF!; 191: #REF!; 192: #REF!; 193: #REF!; 194: #REF!; 195: #REF!; 196: #REF!; 197: #REF!; 198: #REF!; 199: #REF!; 200: #REF!; 201: #REF!; 202: #REF!; 203: #REF!; 204: #REF!; 205: #REF!; 206: #REF!; 207: #REF!; 208: #REF!; 209: #REF!; 210: #REF!; 211: #REF!; 212: #REF!; 213: #REF!; 214: #REF!; 215: #REF!; 216: #REF!
181 | #REF! | 181: #REF!; 182: #REF!; 183: #REF!; 184: #REF!; 185: #REF!; 186: #REF!; 187: #REF!; 188: #REF!; 189: #REF!; 190: #REF!; 191: #REF!; 192: #REF!; 193: #REF!; 194: #REF!; 195: #REF!; 196: #REF!; 197: #REF!; 198: #REF!; 199: #REF!; 200: #REF!; 201: #REF!; 202: #REF!; 203: #REF!; 204: #REF!; 205: #REF!; 206: #REF!; 207: #REF!; 208: #REF!; 209: #REF!; 210: #REF!; 211: #REF!; 212: #REF!; 213: #REF!; 214: #REF!; 215: #REF!; 216: #REF!
182 | #REF! | 182: #REF!; 183: #REF!; 184: #REF!; 185: #REF!; 186: #REF!; 187: #REF!; 188: #REF!; 189: #REF!; 190: #REF!; 191: #REF!; 192: #REF!; 193: #REF!; 194: #REF!; 195: #REF!; 196: #REF!; 197: #REF!; 198: #REF!; 199: #REF!; 200: #REF!; 201: #REF!; 202: #REF!; 203: #REF!; 204: #REF!; 205: #REF!; 206: #REF!; 207: #REF!; 208: #REF!; 209: #REF!; 210: #REF!; 211: #REF!; 212: #REF!; 213: #REF!; 214: #REF!; 215: #REF!; 216: #REF!
183 | #REF! | 183: #REF!; 184: #REF!; 185: #REF!; 186: #REF!; 187: #REF!; 188: #REF!; 189: #REF!; 190: #REF!; 191: #REF!; 192: #REF!; 193: #REF!; 194: #REF!; 195: #REF!; 196: #REF!; 197: #REF!; 198: #REF!; 199: #REF!; 200: #REF!; 201: #REF!; 202: #REF!; 203: #REF!; 204: #REF!; 205: #REF!; 206: #REF!; 207: #REF!; 208: #REF!; 209: #REF!; 210: #REF!; 211: #REF!; 212: #REF!; 213: #REF!; 214: #REF!; 215: #REF!; 216: #REF!
184 | #REF! | 184: #REF!; 185: #REF!; 186: #REF!; 187: #REF!; 188: #REF!; 189: #REF!; 190: #REF!; 191: #REF!; 192: #REF!; 193: #REF!; 194: #REF!; 195: #REF!; 196: #REF!; 197: #REF!; 198: #REF!; 199: #REF!; 200: #REF!; 201: #REF!; 202: #REF!; 203: #REF!; 204: #REF!; 205: #REF!; 206: #REF!; 207: #REF!; 208: #REF!; 209: #REF!; 210: #REF!; 211: #REF!; 212: #REF!; 213: #REF!; 214: #REF!; 215: #REF!; 216: #REF!
185 | #REF! | 185: #REF!; 186: #REF!; 187: #REF!; 188: #REF!; 189: #REF!; 190: #REF!; 191: #REF!; 192: #REF!; 193: #REF!; 194: #REF!; 195: #REF!; 196: #REF!; 197: #REF!; 198: #REF!; 199: #REF!; 200: #REF!; 201: #REF!; 202: #REF!; 203: #REF!; 204: #REF!; 205: #REF!; 206: #REF!; 207: #REF!; 208: #REF!; 209: #REF!; 210: #REF!; 211: #REF!; 212: #REF!; 213: #REF!; 214: #REF!; 215: #REF!; 216: #REF!
186 | #REF! | 186: #REF!; 187: #REF!; 188: #REF!; 189: #REF!; 190: #REF!; 191: #REF!; 192: #REF!; 193: #REF!; 194: #REF!; 195: #REF!; 196: #REF!; 197: #REF!; 198: #REF!; 199: #REF!; 200: #REF!; 201: #REF!; 202: #REF!; 203: #REF!; 204: #REF!; 205: #REF!; 206: #REF!; 207: #REF!; 208: #REF!; 209: #REF!; 210: #REF!; 211: #REF!; 212: #REF!; 213: #REF!; 214: #REF!; 215: #REF!; 216: #REF!
187 | #REF! | 187: #REF!; 188: #REF!; 189: #REF!; 190: #REF!; 191: #REF!; 192: #REF!; 193: #REF!; 194: #REF!; 195: #REF!; 196: #REF!; 197: #REF!; 198: #REF!; 199: #REF!; 200: #REF!; 201: #REF!; 202: #REF!; 203: #REF!; 204: #REF!; 205: #REF!; 206: #REF!; 207: #REF!; 208: #REF!; 209: #REF!; 210: #REF!; 211: #REF!; 212: #REF!; 213: #REF!; 214: #REF!; 215: #REF!; 216: #REF!
188 | #REF! | 188: #REF!; 189: #REF!; 190: #REF!; 191: #REF!; 192: #REF!; 193: #REF!; 194: #REF!; 195: #REF!; 196: #REF!; 197: #REF!; 198: #REF!; 199: #REF!; 200: #REF!; 201: #REF!; 202: #REF!; 203: #REF!; 204: #REF!; 205: #REF!; 206: #REF!; 207: #REF!; 208: #REF!; 209: #REF!; 210: #REF!; 211: #REF!; 212: #REF!; 213: #REF!; 214: #REF!; 215: #REF!; 216: #REF!
189 | #REF! | 189: #REF!; 190: #REF!; 191: #REF!; 192: #REF!; 193: #REF!; 194: #REF!; 195: #REF!; 196: #REF!; 197: #REF!; 198: #REF!; 199: #REF!; 200: #REF!; 201: #REF!; 202: #REF!; 203: #REF!; 204: #REF!; 205: #REF!; 206: #REF!; 207: #REF!; 208: #REF!; 209: #REF!; 210: #REF!; 211: #REF!; 212: #REF!; 213: #REF!; 214: #REF!; 215: #REF!; 216: #REF!
190 | #REF! | 190: #REF!; 191: #REF!; 192: #REF!; 193: #REF!; 194: #REF!; 195: #REF!; 196: #REF!; 197: #REF!; 198: #REF!; 199: #REF!; 200: #REF!; 201: #REF!; 202: #REF!; 203: #REF!; 204: #REF!; 205: #REF!; 206: #REF!; 207: #REF!; 208: #REF!; 209: #REF!; 210: #REF!; 211: #REF!; 212: #REF!; 213: #REF!; 214: #REF!; 215: #REF!; 216: #REF!
191 | #REF! | 191: #REF!; 192: #REF!; 193: #REF!; 194: #REF!; 195: #REF!; 196: #REF!; 197: #REF!; 198: #REF!; 199: #REF!; 200: #REF!; 201: #REF!; 202: #REF!; 203: #REF!; 204: #REF!; 205: #REF!; 206: #REF!; 207: #REF!; 208: #REF!; 209: #REF!; 210: #REF!; 211: #REF!; 212: #REF!; 213: #REF!; 214: #REF!; 215: #REF!; 216: #REF!
192 | #REF! | 192: #REF!; 193: #REF!; 194: #REF!; 195: #REF!; 196: #REF!; 197: #REF!; 198: #REF!; 199: #REF!; 200: #REF!; 201: #REF!; 202: #REF!; 203: #REF!; 204: #REF!; 205: #REF!; 206: #REF!; 207: #REF!; 208: #REF!; 209: #REF!; 210: #REF!; 211: #REF!; 212: #REF!; 213: #REF!; 214: #REF!; 215: #REF!; 216: #REF!
193 | #REF! | 193: #REF!; 194: #REF!; 195: #REF!; 196: #REF!; 197: #REF!; 198: #REF!; 199: #REF!; 200: #REF!; 201: #REF!; 202: #REF!; 203: #REF!; 204: #REF!; 205: #REF!; 206: #REF!; 207: #REF!; 208: #REF!; 209: #REF!; 210: #REF!; 211: #REF!; 212: #REF!; 213: #REF!; 214: #REF!; 215: #REF!; 216: #REF!
194 | #REF! | 194: #REF!; 195: #REF!; 196: #REF!; 197: #REF!; 198: #REF!; 199: #REF!; 200: #REF!; 201: #REF!; 202: #REF!; 203: #REF!; 204: #REF!; 205: #REF!; 206: #REF!; 207: #REF!; 208: #REF!; 209: #REF!; 210: #REF!; 211: #REF!; 212: #REF!; 213: #REF!; 214: #REF!; 215: #REF!; 216: #REF!
195 | #REF! | 195: #REF!; 196: #REF!; 197: #REF!; 198: #REF!; 199: #REF!; 200: #REF!; 201: #REF!; 202: #REF!; 203: #REF!; 204: #REF!; 205: #REF!; 206: #REF!; 207: #REF!; 208: #REF!; 209: #REF!; 210: #REF!; 211: #REF!; 212: #REF!; 213: #REF!; 214: #REF!; 215: #REF!; 216: #REF!
196 | #REF! | 196: #REF!; 197: #REF!; 198: #REF!; 199: #REF!; 200: #REF!; 201: #REF!; 202: #REF!; 203: #REF!; 204: #REF!; 205: #REF!; 206: #REF!; 207: #REF!; 208: #REF!; 209: #REF!; 210: #REF!; 211: #REF!; 212: #REF!; 213: #REF!; 214: #REF!; 215: #REF!; 216: #REF!
197 | #REF! | 197: #REF!; 198: #REF!; 199: #REF!; 200: #REF!; 201: #REF!; 202: #REF!; 203: #REF!; 204: #REF!; 205: #REF!; 206: #REF!; 207: #REF!; 208: #REF!; 209: #REF!; 210: #REF!; 211: #REF!; 212: #REF!; 213: #REF!; 214: #REF!; 215: #REF!; 216: #REF!
198 | #REF! | 198: #REF!; 199: #REF!; 200: #REF!; 201: #REF!; 202: #REF!; 203: #REF!; 204: #REF!; 205: #REF!; 206: #REF!; 207: #REF!; 208: #REF!; 209: #REF!; 210: #REF!; 211: #REF!; 212: #REF!; 213: #REF!; 214: #REF!; 215: #REF!; 216: #REF!
199 | #REF! | 199: #REF!; 200: #REF!; 201: #REF!; 202: #REF!; 203: #REF!; 204: #REF!; 205: #REF!; 206: #REF!; 207: #REF!; 208: #REF!; 209: #REF!; 210: #REF!; 211: #REF!; 212: #REF!; 213: #REF!; 214: #REF!; 215: #REF!; 216: #REF!
200 | #REF! | 200: #REF!; 201: #REF!; 202: #REF!; 203: #REF!; 204: #REF!; 205: #REF!; 206: #REF!; 207: #REF!; 208: #REF!; 209: #REF!; 210: #REF!; 211: #REF!; 212: #REF!; 213: #REF!; 214: #REF!; 215: #REF!; 216: #REF!
201 | #REF! | 201: #REF!; 202: #REF!; 203: #REF!; 204: #REF!; 205: #REF!; 206: #REF!; 207: #REF!; 208: #REF!; 209: #REF!; 210: #REF!; 211: #REF!; 212: #REF!; 213: #REF!; 214: #REF!; 215: #REF!; 216: #REF!
202 | #REF! | 202: #REF!; 203: #REF!; 204: #REF!; 205: #REF!; 206: #REF!; 207: #REF!; 208: #REF!; 209: #REF!; 210: #REF!; 211: #REF!; 212: #REF!; 213: #REF!; 214: #REF!; 215: #REF!; 216: #REF!
203 | #REF! | 203: #REF!; 204: #REF!; 205: #REF!; 206: #REF!; 207: #REF!; 208: #REF!; 209: #REF!; 210: #REF!; 211: #REF!; 212: #REF!; 213: #REF!; 214: #REF!; 215: #REF!; 216: #REF!
204 | #REF! | 204: #REF!; 205: #REF!; 206: #REF!; 207: #REF!; 208: #REF!; 209: #REF!; 210: #REF!; 211: #REF!; 212: #REF!; 213: #REF!; 214: #REF!; 215: #REF!; 216: #REF!
205 | #REF! | 205: #REF!; 206: #REF!; 207: #REF!; 208: #REF!; 209: #REF!; 210: #REF!; 211: #REF!; 212: #REF!; 213: #REF!; 214: #REF!; 215: #REF!; 216: #REF!
206 | #REF! | 206: #REF!; 207: #REF!; 208: #REF!; 209: #REF!; 210: #REF!; 211: #REF!; 212: #REF!; 213: #REF!; 214: #REF!; 215: #REF!; 216: #REF!
207 | #REF! | 207: #REF!; 208: #REF!; 209: #REF!; 210: #REF!; 211: #REF!; 212: #REF!; 213: #REF!; 214: #REF!; 215: #REF!; 216: #REF!
208 | #REF! | 208: #REF!; 209: #REF!; 210: #REF!; 211: #REF!; 212: #REF!; 213: #REF!; 214: #REF!; 215: #REF!; 216: #REF!
209 | #REF! | 209: #REF!; 210: #REF!; 211: #REF!; 212: #REF!; 213: #REF!; 214: #REF!; 215: #REF!; 216: #REF!
210 | #REF! | 210: #REF!; 211: #REF!; 212: #REF!; 213: #REF!; 214: #REF!; 215: #REF!; 216: #REF!
211 | #REF! | 211: #REF!; 212: #REF!; 213: #REF!; 214: #REF!; 215: #REF!; 216: #REF!
212 | #REF! | 212: #REF!; 213: #REF!; 214: #REF!; 215: #REF!; 216: #REF!
213 | #REF! | 213: #REF!; 214: #REF!; 215: #REF!; 216: #REF!
214 | #REF! | 214: #REF!; 215: #REF!; 216: #REF!
215 | #REF! | 215: #REF!; 216: #REF!
216 | #REF! | 216: #REF!

## CMM2 - AUX CALC (hidden)
Ano | 1 | 1 | 1 | 1 | 1 | 1 | 1 | 1 | 1 | 1 | 1 | 1 | 2 | 2 | 2 | 2 | 2 | 2 | 2 | 2 | 2 | 2 | 2 | 2 | 3 | 3 | 3 | 3 | 3 | 3 | 3 | 3 | 3 | 3 | 3 | 3 | 4 | 4 | 4 | 4 | 4 | 4 | 4 | 4 | 4 | 4 | 4 | 4 | 5 | 5 | 5 | 5 | 5 | 5 | 5 | 5 | 5 | 5 | 5 | 5 | 6 | 6 | 6 | 6 | 6 | 6 | 6 | 6 | 6 | 6 | 6 | 6 | 7 | 7 | 7 | 7 | 7 | 7 | 7 | 7 | 7 | 7 | 7 | 7 | 8 | 8 | 8 | 8 | 8 | 8 | 8 | 8 | 8 | 8 | 8 | 8 | 9 | 9 | 9 | 9 | 9 | 9 | 9 | 9 | 9 | 9 | 9 | 9 | 10 | 10 | 10 | 10 | 10 | 10 | 10 | 10 | 10 | 10 | 10 | 10 | 11 | 11 | 11 | 11 | 11 | 11 | 11 | 11 | 11 | 11 | 11 | 11 | 12 | 12 | 12 | 12 | 12 | 12 | 12 | 12 | 12 | 12 | 12 | 12 | 13 | 13 | 13 | 13 | 13 | 13 | 13 | 13 | 13 | 13 | 13 | 13 | 14 | 14 | 14 | 14 | 14 | 14 | 14 | 14 | 14 | 14 | 14 | 14 | 15 | 15 | 15 | 15 | 15 | 15 | 15 | 15 | 15 | 15 | 15 | 15 | 16 | 16 | 16 | 16 | 16 | 16 | 16 | 16 | 16 | 16 | 16 | 16 | 17 | 17 | 17 | 17 | 17 | 17 | 17 | 17 | 17 | 17 | 17 | 17 | 18 | 18 | 18 | 18 | 18 | 18 | 18 | 18 | 18 | 18 | 18 | 18
Mês | 1 | 2 | 3 | 4 | 5 | 6 | 7 | 8 | 9 | 10 | 11 | 12 | 13 | 14 | 15 | 16 | 17 | 18 | 19 | 20 | 21 | 22 | 23 | 24 | 25 | 26 | 27 | 28 | 29 | 30 | 31 | 32 | 33 | 34 | 35 | 36 | 37 | 38 | 39 | 40 | 41 | 42 | 43 | 44 | 45 | 46 | 47 | 48 | 49 | 50 | 51 | 52 | 53 | 54 | 55 | 56 | 57 | 58 | 59 | 60 | 61 | 62 | 63 | 64 | 65 | 66 | 67 | 68 | 69 | 70 | 71 | 72 | 73 | 74 | 75 | 76 | 77 | 78 | 79 | 80 | 81 | 82 | 83 | 84 | 85 | 86 | 87 | 88 | 89 | 90 | 91 | 92 | 93 | 94 | 95 | 96 | 97 | 98 | 99 | 100 | 101 | 102 | 103 | 104 | 105 | 106 | 107 | 108 | 109 | 110 | 111 | 112 | 113 | 114 | 115 | 116 | 117 | 118 | 119 | 120 | 121 | 122 | 123 | 124 | 125 | 126 | 127 | 128 | 129 | 130 | 131 | 132 | 133 | 134 | 135 | 136 | 137 | 138 | 139 | 140 | 141 | 142 | 143 | 144 | 145 | 146 | 147 | 148 | 149 | 150 | 151 | 152 | 153 | 154 | 155 | 156 | 157 | 158 | 159 | 160 | 161 | 162 | 163 | 164 | 165 | 166 | 167 | 168 | 169 | 170 | 171 | 172 | 173 | 174 | 175 | 176 | 177 | 178 | 179 | 180 | 181 | 182 | 183 | 184 | 185 | 186 | 187 | 188 | 189 | 190 | 191 | 192 | 193 | 194 | 195 | 196 | 197 | 198 | 199 | 200 | 201 | 202 | 203 | 204 | 205 | 206 | 207 | 208 | 209 | 210 | 211 | 212 | 213 | 214 | 215 | 216
Fase | Preliminar | Preliminar | Preliminar | Preliminar | Transição | Transição | Modernização | Modernização | Modernização | Modernização | Modernização | Modernização | Modernização | Modernização | Modernização | Modernização | Modernização | Modernização | Operação | Operação | Operação | Operação | Operação | Operação | Operação | Operação | Operação | Operação | Operação | Operação | Operação | Operação | Operação | Operação | Operação | Operação | Operação | Operação | Operação | Operação | Operação | Operação | Operação | Operação | Operação | Operação | Operação | Operação | Operação | Operação | Operação | Operação | Operação | Operação | Operação | Operação | Operação | Operação | Operação | Operação | Operação | Operação | Operação | Operação | Operação | Operação | Operação | Operação | Operação | Operação | Operação | Operação | Operação | Operação | Operação | Operação | Operação | Operação | Operação | Operação | Operação | Operação | Operação | Operação | Operação | Operação | Operação | Operação | Operação | Operação | Operação | Operação | Operação | Operação | Operação | Operação | Operação | Operação | Operação | Operação | Operação | Operação | Operação | Operação | Operação | Operação | Operação | Operação | Operação | Operação | Operação | Operação | Operação | Operação | Operação | Operação | Operação | Operação | Operação | Operação | Operação | Operação | Operação | Operação | Operação | Operação | Operação | Operação | Operação | Operação | Operação | Operação | Operação | Operação | Operação | Operação | Operação | Operação | Operação | Operação | Operação | Operação | Operação | Operação | Operação | Operação | Operação | Operação | Operação | Operação | Operação | Operação | Operação | Operação | Operação | Operação | Operação | Operação | Operação | Operação | Operação | Operação | Operação | Operação | Operação | Operação | Operação | Operação | Operação | Operação | Operação | Operação | Operação | Operação | Operação | Operação | Operação | Operação | Operação | Operação | Operação | Operação | Operação | Operação | Operação | Operação | Operação | Operação | Operação | Operação | Operação | Operação | Operação | Operação | Operação | Operação | Operação | Operação | Operação | Operação | Operação | Operação | Operação | Operação | Operação | Operação | Operação | Operação | Operação | Operação | Operação | Operação | Operação | Operação | Operação | Operação
Regime Tributário | REAL | REAL | REAL | REAL | REAL | REAL | REAL | REAL | REAL | REAL | REAL | REAL | REAL | REAL | REAL | REAL | REAL | REAL | REAL | REAL | REAL | REAL | REAL | REAL | REAL | REAL | REAL | REAL | REAL | REAL | REAL | REAL | REAL | REAL | REAL | REAL | REAL | REAL | REAL | REAL | REAL | REAL | REAL | REAL | REAL | REAL | REAL | REAL | REAL | REAL | REAL | REAL | REAL | REAL | REAL | REAL | REAL | REAL | REAL | REAL | REAL | REAL | REAL | REAL | REAL | REAL | REAL | REAL | REAL | REAL | REAL | REAL | REAL | REAL | REAL | REAL | REAL | REAL | REAL | REAL | REAL | REAL | REAL | REAL | REAL | REAL | REAL | REAL | REAL | REAL | REAL | REAL | REAL | REAL | REAL | REAL | REAL | REAL | REAL | REAL | REAL | REAL | REAL | REAL | REAL | REAL | REAL | REAL | REAL | REAL | REAL | REAL | REAL | REAL | REAL | REAL | REAL | REAL | REAL | REAL | REAL | REAL | REAL | REAL | REAL | REAL | REAL | REAL | REAL | REAL | REAL | REAL | REAL | REAL | REAL | REAL | REAL | REAL | REAL | REAL | REAL | REAL | REAL | REAL | REAL | REAL | REAL | REAL | REAL | REAL | REAL | REAL | REAL | REAL | REAL | REAL | REAL | REAL | REAL | REAL | REAL | REAL | REAL | REAL | REAL | REAL | REAL | REAL | REAL | REAL | REAL | REAL | REAL | REAL | REAL | REAL | REAL | REAL | REAL | REAL | REAL | REAL | REAL | REAL | REAL | REAL | REAL | REAL | REAL | REAL | REAL | REAL | REAL | REAL | REAL | REAL | REAL | REAL | REAL | REAL | REAL | REAL | REAL | REAL | REAL | REAL | REAL | REAL | REAL | REAL | REAL | REAL | REAL | REAL | REAL | REAL
Tamanho do Parque | #REF! | #REF! | #REF! | #REF! | #REF! | #REF! | #REF! | #REF! | #REF! | #REF! | #REF! | #REF! | #REF! | #REF! | #REF! | #REF! | #REF! | #REF! | #REF! | #REF! | #REF! | #REF! | #REF! | #REF! | #REF! | #REF! | #REF! | #REF! | #REF! | #REF! | #REF! | #REF! | #REF! | #REF! | #REF! | #REF! | #REF! | #REF! | #REF! | #REF! | #REF! | #REF! | #REF! | #REF! | #REF! | #REF! | #REF! | #REF! | #REF! | #REF! | #REF! | #REF! | #REF! | #REF! | #REF! | #REF! | #REF! | #REF! | #REF! | #REF! | #REF! | #REF! | #REF! | #REF! | #REF! | #REF! | #REF! | #REF! | #REF! | #REF! | #REF! | #REF! | #REF! | #REF! | #REF! | #REF! | #REF! | #REF! | #REF! | #REF! | #REF! | #REF! | #REF! | #REF! | #REF! | #REF! | #REF! | #REF! | #REF! | #REF! | #REF! | #REF! | #REF! | #REF! | #REF! | #REF! | #REF! | #REF! | #REF! | #REF! | #REF! | #REF! | #REF! | #REF! | #REF! | #REF! | #REF! | #REF! | #REF! | #REF! | #REF! | #REF! | #REF! | #REF! | #REF! | #REF! | #REF! | #REF! | #REF! | #REF! | #REF! | #REF! | #REF! | #REF! | #REF! | #REF! | #REF! | #REF! | #REF! | #REF! | #REF! | #REF! | #REF! | #REF! | #REF! | #REF! | #REF! | #REF! | #REF! | #REF! | #REF! | #REF! | #REF! | #REF! | #REF! | #REF! | #REF! | #REF! | #REF! | #REF! | #REF! | #REF! | #REF! | #REF! | #REF! | #REF! | #REF! | #REF! | #REF! | #REF! | #REF! | #REF! | #REF! | #REF! | #REF! | #REF! | #REF! | #REF! | #REF! | #REF! | #REF! | #REF! | #REF! | #REF! | #REF! | #REF! | #REF! | #REF! | #REF! | #REF! | #REF! | #REF! | #REF! | #REF! | #REF! | #REF! | #REF! | #REF! | #REF! | #REF! | #REF! | #REF! | #REF! | #REF! | #REF! | #REF! | #REF! | #REF! | #REF! | #REF! | #REF! | #REF! | #REF! | #REF! | #REF! | #REF! | #REF! | #REF! | #REF! | #REF! | #REF! | #REF! | #REF! | #REF! | #REF! | #REF!
(1) RECEITAS TRIBUTÁVEIS | 0 | 0 | 0 | 0 | 0 | 0 | 0 | 0 | 0 | 0 | 0 | 0 | 0 | 0 | 0 | 0 | #NAME? | #NAME? | #NAME? | #NAME? | #NAME? | #NAME? | #NAME? | #NAME? | #NAME? | #NAME? | #NAME? | #NAME? | #NAME? | #NAME? | #NAME? | #NAME? | #NAME? | #NAME? | #NAME? | #NAME? | #NAME? | #NAME? | #NAME? | #NAME? | #NAME? | #NAME? | #NAME? | #NAME? | #NAME? | #NAME? | #NAME? | #NAME? | #NAME? | #NAME? | #NAME? | #NAME? | #NAME? | #NAME? | #NAME? | #NAME? | #NAME? | #NAME? | #NAME? | #NAME? | #NAME? | #NAME? | #NAME? | #NAME? | #NAME? | #NAME? | #NAME? | #NAME? | #NAME? | #NAME? | #NAME? | #NAME? | #NAME? | #NAME? | #NAME? | #NAME? | #NAME? | #NAME? | #NAME? | #NAME? | #NAME? | #NAME? | #NAME? | #NAME? | #NAME? | #NAME? | #NAME? | #NAME? | #NAME? | #NAME? | #NAME? | #NAME? | #NAME? | #NAME? | #NAME? | #NAME? | #NAME? | #NAME? | #NAME? | #NAME? | #NAME? | #NAME? | #NAME? | #NAME? | #NAME? | #NAME? | #NAME? | #NAME? | #NAME? | #NAME? | #NAME? | #NAME? | #NAME? | #NAME? | #NAME? | #NAME? | #NAME? | #NAME? | #NAME? | #NAME? | #NAME? | #NAME? | #NAME? | #NAME? | #NAME? | #NAME? | #NAME? | #NAME? | #NAME? | #NAME? | #NAME? | #NAME? | #NAME? | #NAME? | #NAME? | #NAME? | #NAME? | #NAME? | #NAME? | #NAME? | #NAME? | #NAME? | #NAME? | #NAME? | #NAME? | #NAME? | #NAME? | #NAME? | #NAME? | #NAME? | #NAME? | #NAME? | #NAME? | #NAME? | #NAME? | #NAME? | #NAME? | #NAME? | #NAME? | #NAME? | #NAME? | #NAME? | #NAME? | #NAME? | #NAME? | #NAME? | #NAME? | #NAME? | #NAME? | #NAME? | #NAME? | #NAME? | #NAME? | #NAME? | #NAME? | #NAME? | #NAME? | #NAME? | #NAME? | #NAME? | #NAME? | #NAME? | #NAME? | #NAME? | #NAME? | #NAME? | #NAME? | #NAME? | #NAME? | #NAME? | #NAME? | #NAME? | #NAME? | #NAME? | #NAME? | #NAME? | #NAME? | #NAME? | #NAME? | #NAME? | #NAME? | #NAME? | #NAME? | #NAME? | #NAME? | #NAME? | #NAME? | #NAME? | #NAME? | #NAME? | #NAME? | #NAME? | #NAME? | #NAME? | #NAME? | #NAME?
(+) Contraprestações - Investimento (CAPEX) | 0 | 0 | 0 | 0 | 0 | 0 | 0 | 0 | 0 | 0 | 0 | 0 | 0 | 0 | 0 | 0 | #NAME? | #NAME? | #NAME? | #NAME? | #NAME? | #NAME? | #NAME? | #NAME? | #NAME? | #NAME? | #NAME? | #NAME? | #NAME? | #NAME? | #NAME? | #NAME? | #NAME? | #NAME? | #NAME? | #NAME? | #NAME? | #NAME? | #NAME? | #NAME? | #NAME? | #NAME? | #NAME? | #NAME? | #NAME? | #NAME? | #NAME? | #NAME? | #NAME? | #NAME? | #NAME? | #NAME? | #NAME? | #NAME? | #NAME? | #NAME? | #NAME? | #NAME? | #NAME? | #NAME? | #NAME? | #NAME? | #NAME? | #NAME? | #NAME? | #NAME? | #NAME? | #NAME? | #NAME? | #NAME? | #NAME? | #NAME? | #NAME? | #NAME? | #NAME? | #NAME? | #NAME? | #NAME? | #NAME? | #NAME? | #NAME? | #NAME? | #NAME? | #NAME? | #NAME? | #NAME? | #NAME? | #NAME? | #NAME? | #NAME? | #NAME? | #NAME? | #NAME? | #NAME? | #NAME? | #NAME? | #NAME? | #NAME? | #NAME? | #NAME? | #NAME? | #NAME? | #NAME? | #NAME? | #NAME? | #NAME? | #NAME? | #NAME? | #NAME? | #NAME? | #NAME? | #NAME? | #NAME? | #NAME? | #NAME? | #NAME? | #NAME? | #NAME? | #NAME? | #NAME? | #NAME? | #NAME? | #NAME? | #NAME? | #NAME? | #NAME? | #NAME? | #NAME? | #NAME? | #NAME? | #NAME? | #NAME? | #NAME? | #NAME? | #NAME? | #NAME? | #NAME? | #NAME? | #NAME? | #NAME? | #NAME? | #NAME? | #NAME? | #NAME? | #NAME? | #NAME? | #NAME? | #NAME? | #NAME? | #NAME? | #NAME? | #NAME? | #NAME? | #NAME? | #NAME? | #NAME? | #NAME? | #NAME? | #NAME? | #NAME? | #NAME? | #NAME? | #NAME? | #NAME? | #NAME? | #NAME? | #NAME? | #NAME? | #NAME? | #NAME? | #NAME? | #NAME? | #NAME? | #NAME? | #NAME? | #NAME? | #NAME? | #NAME? | #NAME? | #NAME? | #NAME? | #NAME? | #NAME? | #NAME? | #NAME? | #NAME? | #NAME? | #NAME? | #NAME? | #NAME? | #NAME? | #NAME? | #NAME? | #NAME? | #NAME? | #NAME? | #NAME? | #NAME? | #NAME? | #NAME? | #NAME? | #NAME? | #NAME? | #NAME? | #NAME? | #NAME? | #NAME? | #NAME? | #NAME? | #NAME? | #NAME? | #NAME? | #NAME? | #NAME? | #NAME? | #NAME?
(+) CMM1 - Iluminação Viária (V4/V5) | 0 | 0 | 0 | 0 | 0 | 0 | 0 | 0 | 0 | 0 | 0 | 0 | 0 | 0 | 0 | 0 | 0 | 0 | 0 | 0 | 0 | 0 | 0 | 0 | 0 | 0 | 0 | 0 | 0 | 0 | 0 | 0 | 0 | 0 | 0 | 0 | 0 | 0 | 0 | 0 | 0 | 0 | 0 | 0 | 0 | 0 | 0 | 0 | 0 | 0 | 0 | 0 | 0 | 0 | 0 | 0 | 0 | 0 | 0 | 0 | 0 | 0 | 0 | 0 | 0 | 0 | 0 | 0 | 0 | 0 | 0 | 0 | 0 | 0 | 0 | 0 | 0 | 0 | 0 | 0 | 0 | 0 | 0 | 0 | 0 | 0 | 0 | 0 | 0 | 0 | 0 | 0 | 0 | 0 | 0 | 0 | 0 | 0 | 0 | 0 | 0 | 0 | 0 | 0 | 0 | 0 | 0 | 0 | 0 | 0 | 0 | 0 | 0 | 0 | 0 | 0 | 0 | 0 | 0 | 0 | 0 | 0 | 0 | 0 | 0 | 0 | 0 | 0 | 0 | 0 | 0 | 0 | 0 | 0 | 0 | 0 | 0 | 0 | 0 | 0 | 0 | 0 | 0 | 0 | 0 | 0 | 0 | 0 | 0 | 0 | 0 | 0 | 0 | 0 | 0 | 0 | 0 | 0 | 0 | 0 | 0 | 0 | 0 | 0 | 0 | 0 | 0 | 0 | 0 | 0 | 0 | 0 | 0 | 0 | 0 | 0 | 0 | 0 | 0 | 0 | 0 | 0 | 0 | 0 | 0 | 0 | 0 | 0 | 0 | 0 | 0 | 0 | 0 | 0 | 0 | 0 | 0 | 0 | 0 | 0 | 0 | 0 | 0 | 0 | 0 | 0 | 0 | 0 | 0 | 0 | 0 | 0 | 0 | 0 | 0 | 0
(+) CMM2 - Iluminação Viária (V1...V3) | 0 | 0 | 0 | 0 | 0 | 0 | 0 | 0 | 0 | 0 | 0 | 0 | 0 | 0 | 0 | 0 | #NAME? | #NAME? | #NAME? | #NAME? | #NAME? | #NAME? | #NAME? | #NAME? | #NAME? | #NAME? | #NAME? | #NAME? | #NAME? | #NAME? | #NAME? | #NAME? | #NAME? | #NAME? | #NAME? | #NAME? | #NAME? | #NAME? | #NAME? | #NAME? | #NAME? | #NAME? | #NAME? | #NAME? | #NAME? | #NAME? | #NAME? | #NAME? | #NAME? | #NAME? | #NAME? | #NAME? | #NAME? | #NAME? | #NAME? | #NAME? | #NAME? | #NAME? | #NAME? | #NAME? | #NAME? | #NAME? | #NAME? | #NAME? | #NAME? | #NAME? | #NAME? | #NAME? | #NAME? | #NAME? | #NAME? | #NAME? | #NAME? | #NAME? | #NAME? | #NAME? | #NAME? | #NAME? | #NAME? | #NAME? | #NAME? | #NAME? | #NAME? | #NAME? | #NAME? | #NAME? | #NAME? | #NAME? | #NAME? | #NAME? | #NAME? | #NAME? | #NAME? | #NAME? | #NAME? | #NAME? | #NAME? | #NAME? | #NAME? | #NAME? | #NAME? | #NAME? | #NAME? | #NAME? | #NAME? | #NAME? | #NAME? | #NAME? | #NAME? | #NAME? | #NAME? | #NAME? | #NAME? | #NAME? | #NAME? | #NAME? | #NAME? | #NAME? | #NAME? | #NAME? | #NAME? | #NAME? | #NAME? | #NAME? | #NAME? | #NAME? | #NAME? | #NAME? | #NAME? | #NAME? | #NAME? | #NAME? | #NAME? | #NAME? | #NAME? | #NAME? | #NAME? | #NAME? | #NAME? | #NAME? | #NAME? | #NAME? | #NAME? | #NAME? | #NAME? | #NAME? | #NAME? | #NAME? | #NAME? | #NAME? | #NAME? | #NAME? | #NAME? | #NAME? | #NAME? | #NAME? | #NAME? | #NAME? | #NAME? | #NAME? | #NAME? | #NAME? | #NAME? | #NAME? | #NAME? | #NAME? | #NAME? | #NAME? | #NAME? | #NAME? | #NAME? | #NAME? | #NAME? | #NAME? | #NAME? | #NAME? | #NAME? | #NAME? | #NAME? | #NAME? | #NAME? | #NAME? | #NAME? | #NAME? | #NAME? | #NAME? | #NAME? | #NAME? | #NAME? | #NAME? | #NAME? | #NAME? | #NAME? | #NAME? | #NAME? | #NAME? | #NAME? | #NAME? | #NAME? | #NAME? | #NAME? | #NAME? | #NAME? | #NAME? | #NAME? | #NAME? | #NAME? | #NAME? | #NAME? | #NAME? | #NAME? | #NAME? | #NAME? | #NAME? | #NAME? | #NAME?
(+) CMM3 - faixas de pedestres e ciclovias | 0 | 0 | 0 | 0 | 0 | 0 | 0 | 0 | 0 | 0 | 0 | 0 | 0 | 0 | 0 | 0 | 0 | 0 | 0 | 0 | 0 | 0 | 0 | 0 | 0 | 0 | 0 | 0 | 0 | 0 | 0 | 0 | 0 | 0 | 0 | 0 | 0 | 0 | 0 | 0 | 0 | 0 | 0 | 0 | 0 | 0 | 0 | 0 | 0 | 0 | 0 | 0 | 0 | 0 | 0 | 0 | 0 | 0 | 0 | 0 | 0 | 0 | 0 | 0 | 0 | 0 | 0 | 0 | 0 | 0 | 0 | 0 | 0 | 0 | 0 | 0 | 0 | 0 | 0 | 0 | 0 | 0 | 0 | 0 | 0 | 0 | 0 | 0 | 0 | 0 | 0 | 0 | 0 | 0 | 0 | 0 | 0 | 0 | 0 | 0 | 0 | 0 | 0 | 0 | 0 | 0 | 0 | 0 | 0 | 0 | 0 | 0 | 0 | 0 | 0 | 0 | 0 | 0 | 0 | 0 | 0 | 0 | 0 | 0 | 0 | 0 | 0 | 0 | 0 | 0 | 0 | 0 | 0 | 0 | 0 | 0 | 0 | 0 | 0 | 0 | 0 | 0 | 0 | 0 | 0 | 0 | 0 | 0 | 0 | 0 | 0 | 0 | 0 | 0 | 0 | 0 | 0 | 0 | 0 | 0 | 0 | 0 | 0 | 0 | 0 | 0 | 0 | 0 | 0 | 0 | 0 | 0 | 0 | 0 | 0 | 0 | 0 | 0 | 0 | 0 | 0 | 0 | 0 | 0 | 0 | 0 | 0 | 0 | 0 | 0 | 0 | 0 | 0 | 0 | 0 | 0 | 0 | 0 | 0 | 0 | 0 | 0 | 0 | 0 | 0 | 0 | 0 | 0 | 0 | 0 | 0 | 0 | 0 | 0 | 0 | 0
(+) CMM4 - iluminação especial | 0 | 0 | 0 | 0 | 0 | 0 | 0 | 0 | 0 | 0 | 0 | 0 | 0 | 0 | 0 | 0 | 0 | 0 | 0 | 0 | 0 | 0 | 0 | 0 | 0 | 0 | 0 | 0 | 0 | 0 | 0 | 0 | 0 | 0 | 0 | 0 | 0 | 0 | 0 | 0 | 0 | 0 | 0 | 0 | 0 | 0 | 0 | 0 | 0 | 0 | 0 | 0 | 0 | 0 | 0 | 0 | 0 | 0 | 0 | 0 | 0 | 0 | 0 | 0 | 0 | 0 | 0 | 0 | 0 | 0 | 0 | 0 | 0 | 0 | 0 | 0 | 0 | 0 | 0 | 0 | 0 | 0 | 0 | 0 | 0 | 0 | 0 | 0 | 0 | 0 | 0 | 0 | 0 | 0 | 0 | 0 | 0 | 0 | 0 | 0 | 0 | 0 | 0 | 0 | 0 | 0 | 0 | 0 | 0 | 0 | 0 | 0 | 0 | 0 | 0 | 0 | 0 | 0 | 0 | 0 | 0 | 0 | 0 | 0 | 0 | 0 | 0 | 0 | 0 | 0 | 0 | 0 | 0 | 0 | 0 | 0 | 0 | 0 | 0 | 0 | 0 | 0 | 0 | 0 | 0 | 0 | 0 | 0 | 0 | 0 | 0 | 0 | 0 | 0 | 0 | 0 | 0 | 0 | 0 | 0 | 0 | 0 | 0 | 0 | 0 | 0 | 0 | 0 | 0 | 0 | 0 | 0 | 0 | 0 | 0 | 0 | 0 | 0 | 0 | 0 | 0 | 0 | 0 | 0 | 0 | 0 | 0 | 0 | 0 | 0 | 0 | 0 | 0 | 0 | 0 | 0 | 0 | 0 | 0 | 0 | 0 | 0 | 0 | 0 | 0 | 0 | 0 | 0 | 0 | 0 | 0 | 0 | 0 | 0 | 0 | 0
(+) Contraprestações - Serviços (OPEX) | 0 | 0 | 0 | 0 | 0 | 0 | 0 | 0 | 0 | 0 | 0 | 0 | 0 | 0 | 0 | 0 | 0 | 0 | 0 | 0 | 0 | 0 | 0 | 0 | 0 | 0 | 0 | 0 | 0 | 0 | 0 | 0 | 0 | 0 | 0 | 0 | 0 | 0 | 0 | 0 | 0 | 0 | 0 | 0 | 0 | 0 | 0 | 0 | 0 | 0 | 0 | 0 | 0 | 0 | 0 | 0 | 0 | 0 | 0 | 0 | 0 | 0 | 0 | 0 | 0 | 0 | 0 | 0 | 0 | 0 | 0 | 0 | 0 | 0 | 0 | 0 | 0 | 0 | 0 | 0 | 0 | 0 | 0 | 0 | 0 | 0 | 0 | 0 | 0 | 0 | 0 | 0 | 0 | 0 | 0 | 0 | 0 | 0 | 0 | 0 | 0 | 0 | 0 | 0 | 0 | 0 | 0 | 0 | 0 | 0 | 0 | 0 | 0 | 0 | 0 | 0 | 0 | 0 | 0 | 0 | 0 | 0 | 0 | 0 | 0 | 0 | 0 | 0 | 0 | 0 | 0 | 0 | 0 | 0 | 0 | 0 | 0 | 0 | 0 | 0 | 0 | 0 | 0 | 0 | 0 | 0 | 0 | 0 | 0 | 0 | 0 | 0 | 0 | 0 | 0 | 0 | 0 | 0 | 0 | 0 | 0 | 0 | 0 | 0 | 0 | 0 | 0 | 0 | 0 | 0 | 0 | 0 | 0 | 0 | 0 | 0 | 0 | 0 | 0 | 0 | 0 | 0 | 0 | 0 | 0 | 0 | 0 | 0 | 0 | 0 | 0 | 0 | 0 | 0 | 0 | 0 | 0 | 0 | 0 | 0 | 0 | 0 | 0 | 0 | 0 | 0 | 0 | 0 | 0 | 0 | 0 | 0 | 0 | 0 | 0 | 0
(+) CMM5 - O&M | 0 | 0 | 0 | 0 | 0 | 0 | 0 | 0 | 0 | 0 | 0 | 0 | 0 | 0 | 0 | 0 | 0 | 0 | 0 | 0 | 0 | 0 | 0 | 0 | 0 | 0 | 0 | 0 | 0 | 0 | 0 | 0 | 0 | 0 | 0 | 0 | 0 | 0 | 0 | 0 | 0 | 0 | 0 | 0 | 0 | 0 | 0 | 0 | 0 | 0 | 0 | 0 | 0 | 0 | 0 | 0 | 0 | 0 | 0 | 0 | 0 | 0 | 0 | 0 | 0 | 0 | 0 | 0 | 0 | 0 | 0 | 0 | 0 | 0 | 0 | 0 | 0 | 0 | 0 | 0 | 0 | 0 | 0 | 0 | 0 | 0 | 0 | 0 | 0 | 0 | 0 | 0 | 0 | 0 | 0 | 0 | 0 | 0 | 0 | 0 | 0 | 0 | 0 | 0 | 0 | 0 | 0 | 0 | 0 | 0 | 0 | 0 | 0 | 0 | 0 | 0 | 0 | 0 | 0 | 0 | 0 | 0 | 0 | 0 | 0 | 0 | 0 | 0 | 0 | 0 | 0 | 0 | 0 | 0 | 0 | 0 | 0 | 0 | 0 | 0 | 0 | 0 | 0 | 0 | 0 | 0 | 0 | 0 | 0 | 0 | 0 | 0 | 0 | 0 | 0 | 0 | 0 | 0 | 0 | 0 | 0 | 0 | 0 | 0 | 0 | 0 | 0 | 0 | 0 | 0 | 0 | 0 | 0 | 0 | 0 | 0 | 0 | 0 | 0 | 0 | 0 | 0 | 0 | 0 | 0 | 0 | 0 | 0 | 0 | 0 | 0 | 0 | 0 | 0 | 0 | 0 | 0 | 0 | 0 | 0 | 0 | 0 | 0 | 0 | 0 | 0 | 0 | 0 | 0 | 0 | 0 | 0 | 0 | 0 | 0 | 0
(+) BCE - Bônus de Consumo de Energia | 0 | 0 | 0 | 0 | 0 | 0 | 0 | 0 | 0 | 0 | 0 | 0 | 0 | 0 | 0 | 0 | 0 | 0 | 0 | 0 | 0 | 0 | 0 | 0 | 0 | 0 | 0 | 0 | 0 | 0 | 0 | 0 | 0 | 0 | 0 | 0 | 0 | 0 | 0 | 0 | 0 | 0 | 0 | 0 | 0 | 0 | 0 | 0 | 0 | 0 | 0 | 0 | 0 | 0 | 0 | 0 | 0 | 0 | 0 | 0 | 0 | 0 | 0 | 0 | 0 | 0 | 0 | 0 | 0 | 0 | 0 | 0 | 0 | 0 | 0 | 0 | 0 | 0 | 0 | 0 | 0 | 0 | 0 | 0 | 0 | 0 | 0 | 0 | 0 | 0 | 0 | 0 | 0 | 0 | 0 | 0 | 0 | 0 | 0 | 0 | 0 | 0 | 0 | 0 | 0 | 0 | 0 | 0 | 0 | 0 | 0 | 0 | 0 | 0 | 0 | 0 | 0 | 0 | 0 | 0 | 0 | 0 | 0 | 0 | 0 | 0 | 0 | 0 | 0 | 0 | 0 | 0 | 0 | 0 | 0 | 0 | 0 | 0 | 0 | 0 | 0 | 0 | 0 | 0 | 0 | 0 | 0 | 0 | 0 | 0 | 0 | 0 | 0 | 0 | 0 | 0 | 0 | 0 | 0 | 0 | 0 | 0 | 0 | 0 | 0 | 0 | 0 | 0 | 0 | 0 | 0 | 0 | 0 | 0 | 0 | 0 | 0 | 0 | 0 | 0 | 0 | 0 | 0 | 0 | 0 | 0 | 0 | 0 | 0 | 0 | 0 | 0 | 0 | 0 | 0 | 0 | 0 | 0 | 0 | 0 | 0 | 0 | 0 | 0 | 0 | 0 | 0 | 0 | 0 | 0 | 0 | 0 | 0 | 0 | 0 | 0
(+) Cota de Expansão | 0 | 0 | 0 | 0 | 0 | 0 | 0 | 0 | 0 | 0 | 0 | 0 | 0 | 0 | 0 | 0 | 0 | 0 | 0 | 0 | 0 | 0 | 0 | 0 | 0 | 0 | 0 | 0 | 0 | 0 | 0 | 0 | 0 | 0 | 0 | 0 | 0 | 0 | 0 | 0 | 0 | 0 | 0 | 0 | 0 | 0 | 0 | 0 | 0 | 0 | 0 | 0 | 0 | 0 | 0 | 0 | 0 | 0 | 0 | 0 | 0 | 0 | 0 | 0 | 0 | 0 | 0 | 0 | 0 | 0 | 0 | 0 | 0 | 0 | 0 | 0 | 0 | 0 | 0 | 0 | 0 | 0 | 0 | 0 | 0 | 0 | 0 | 0 | 0 | 0 | 0 | 0 | 0 | 0 | 0 | 0 | 0 | 0 | 0 | 0 | 0 | 0 | 0 | 0 | 0 | 0 | 0 | 0 | 0 | 0 | 0 | 0 | 0 | 0 | 0 | 0 | 0 | 0 | 0 | 0 | 0 | 0 | 0 | 0 | 0 | 0 | 0 | 0 | 0 | 0 | 0 | 0 | 0 | 0 | 0 | 0 | 0 | 0 | 0 | 0 | 0 | 0 | 0 | 0 | 0 | 0 | 0 | 0 | 0 | 0 | 0 | 0 | 0 | 0 | 0 | 0 | 0 | 0 | 0 | 0 | 0 | 0 | 0 | 0 | 0 | 0 | 0 | 0 | 0 | 0 | 0 | 0 | 0 | 0 | 0 | 0 | 0 | 0 | 0 | 0 | 0 | 0 | 0 | 0 | 0 | 0 | 0 | 0 | 0 | 0 | 0 | 0 | 0 | 0 | 0 | 0 | 0 | 0 | 0 | 0 | 0 | 0 | 0 | 0 | 0 | 0 | 0 | 0 | 0 | 0 | 0 | 0 | 0 | 0 | 0 | 0
(+) Iluminação Viária (V4/V5) - Exclusivos | 0 | 0 | 0 | 0 | 0 | 0 | 0 | 0 | 0 | 0 | 0 | 0 | 0 | 0 | 0 | 0 | 0 | 0 | 0 | 0 | 0 | 0 | 0 | 0 | 0 | 0 | 0 | 0 | 0 | 0 | 0 | 0 | 0 | 0 | 0 | 0 | 0 | 0 | 0 | 0 | 0 | 0 | 0 | 0 | 0 | 0 | 0 | 0 | 0 | 0 | 0 | 0 | 0 | 0 | 0 | 0 | 0 | 0 | 0 | 0 | 0 | 0 | 0 | 0 | 0 | 0 | 0 | 0 | 0 | 0 | 0 | 0 | 0 | 0 | 0 | 0 | 0 | 0 | 0 | 0 | 0 | 0 | 0 | 0 | 0 | 0 | 0 | 0 | 0 | 0 | 0 | 0 | 0 | 0 | 0 | 0 | 0 | 0 | 0 | 0 | 0 | 0 | 0 | 0 | 0 | 0 | 0 | 0 | 0 | 0 | 0 | 0 | 0 | 0 | 0 | 0 | 0 | 0 | 0 | 0 | 0 | 0 | 0 | 0 | 0 | 0 | 0 | 0 | 0 | 0 | 0 | 0 | 0 | 0 | 0 | 0 | 0 | 0 | 0 | 0 | 0 | 0 | 0 | 0 | 0 | 0 | 0 | 0 | 0 | 0 | 0 | 0 | 0 | 0 | 0 | 0 | 0 | 0 | 0 | 0 | 0 | 0 | 0 | 0 | 0 | 0 | 0 | 0 | 0 | 0 | 0 | 0 | 0 | 0 | 0 | 0 | 0 | 0 | 0 | 0 | 0 | 0 | 0 | 0 | 0 | 0 | 0 | 0 | 0 | 0 | 0 | 0 | 0 | 0 | 0 | 0 | 0 | 0 | 0 | 0 | 0 | 0 | 0 | 0 | 0 | 0 | 0 | 0 | 0 | 0 | 0 | 0 | 0 | 0 | 0 | 0
(+) Iluminação Viária (V1...V3) - Exclusivos | 0 | 0 | 0 | 0 | 0 | 0 | 0 | 0 | 0 | 0 | 0 | 0 | 0 | 0 | 0 | 0 | 0 | 0 | 0 | 0 | 0 | 0 | 0 | 0 | 0 | 0 | 0 | 0 | 0 | 0 | 0 | 0 | 0 | 0 | 0 | 0 | 0 | 0 | 0 | 0 | 0 | 0 | 0 | 0 | 0 | 0 | 0 | 0 | 0 | 0 | 0 | 0 | 0 | 0 | 0 | 0 | 0 | 0 | 0 | 0 | 0 | 0 | 0 | 0 | 0 | 0 | 0 | 0 | 0 | 0 | 0 | 0 | 0 | 0 | 0 | 0 | 0 | 0 | 0 | 0 | 0 | 0 | 0 | 0 | 0 | 0 | 0 | 0 | 0 | 0 | 0 | 0 | 0 | 0 | 0 | 0 | 0 | 0 | 0 | 0 | 0 | 0 | 0 | 0 | 0 | 0 | 0 | 0 | 0 | 0 | 0 | 0 | 0 | 0 | 0 | 0 | 0 | 0 | 0 | 0 | 0 | 0 | 0 | 0 | 0 | 0 | 0 | 0 | 0 | 0 | 0 | 0 | 0 | 0 | 0 | 0 | 0 | 0 | 0 | 0 | 0 | 0 | 0 | 0 | 0 | 0 | 0 | 0 | 0 | 0 | 0 | 0 | 0 | 0 | 0 | 0 | 0 | 0 | 0 | 0 | 0 | 0 | 0 | 0 | 0 | 0 | 0 | 0 | 0 | 0 | 0 | 0 | 0 | 0 | 0 | 0 | 0 | 0 | 0 | 0 | 0 | 0 | 0 | 0 | 0 | 0 | 0 | 0 | 0 | 0 | 0 | 0 | 0 | 0 | 0 | 0 | 0 | 0 | 0 | 0 | 0 | 0 | 0 | 0 | 0 | 0 | 0 | 0 | 0 | 0 | 0 | 0 | 0 | 0 | 0 | 0
(+) Iluminação Viária (V4/V5) - Compartilhados | 0 | 0 | 0 | 0 | 0 | 0 | 0 | 0 | 0 | 0 | 0 | 0 | 0 | 0 | 0 | 0 | 0 | 0 | 0 | 0 | 0 | 0 | 0 | 0 | 0 | 0 | 0 | 0 | 0 | 0 | 0 | 0 | 0 | 0 | 0 | 0 | 0 | 0 | 0 | 0 | 0 | 0 | 0 | 0 | 0 | 0 | 0 | 0 | 0 | 0 | 0 | 0 | 0 | 0 | 0 | 0 | 0 | 0 | 0 | 0 | 0 | 0 | 0 | 0 | 0 | 0 | 0 | 0 | 0 | 0 | 0 | 0 | 0 | 0 | 0 | 0 | 0 | 0 | 0 | 0 | 0 | 0 | 0 | 0 | 0 | 0 | 0 | 0 | 0 | 0 | 0 | 0 | 0 | 0 | 0 | 0 | 0 | 0 | 0 | 0 | 0 | 0 | 0 | 0 | 0 | 0 | 0 | 0 | 0 | 0 | 0 | 0 | 0 | 0 | 0 | 0 | 0 | 0 | 0 | 0 | 0 | 0 | 0 | 0 | 0 | 0 | 0 | 0 | 0 | 0 | 0 | 0 | 0 | 0 | 0 | 0 | 0 | 0 | 0 | 0 | 0 | 0 | 0 | 0 | 0 | 0 | 0 | 0 | 0 | 0 | 0 | 0 | 0 | 0 | 0 | 0 | 0 | 0 | 0 | 0 | 0 | 0 | 0 | 0 | 0 | 0 | 0 | 0 | 0 | 0 | 0 | 0 | 0 | 0 | 0 | 0 | 0 | 0 | 0 | 0 | 0 | 0 | 0 | 0 | 0 | 0 | 0 | 0 | 0 | 0 | 0 | 0 | 0 | 0 | 0 | 0 | 0 | 0 | 0 | 0 | 0 | 0 | 0 | 0 | 0 | 0 | 0 | 0 | 0 | 0 | 0 | 0 | 0 | 0 | 0 | 0
(+) Iluminação Viária (V1...V3) - Compartilhados | 0 | 0 | 0 | 0 | 0 | 0 | 0 | 0 | 0 | 0 | 0 | 0 | 0 | 0 | 0 | 0 | 0 | 0 | 0 | 0 | 0 | 0 | 0 | 0 | 0 | 0 | 0 | 0 | 0 | 0 | 0 | 0 | 0 | 0 | 0 | 0 | 0 | 0 | 0 | 0 | 0 | 0 | 0 | 0 | 0 | 0 | 0 | 0 | 0 | 0 | 0 | 0 | 0 | 0 | 0 | 0 | 0 | 0 | 0 | 0 | 0 | 0 | 0 | 0 | 0 | 0 | 0 | 0 | 0 | 0 | 0 | 0 | 0 | 0 | 0 | 0 | 0 | 0 | 0 | 0 | 0 | 0 | 0 | 0 | 0 | 0 | 0 | 0 | 0 | 0 | 0 | 0 | 0 | 0 | 0 | 0 | 0 | 0 | 0 | 0 | 0 | 0 | 0 | 0 | 0 | 0 | 0 | 0 | 0 | 0 | 0 | 0 | 0 | 0 | 0 | 0 | 0 | 0 | 0 | 0 | 0 | 0 | 0 | 0 | 0 | 0 | 0 | 0 | 0 | 0 | 0 | 0 | 0 | 0 | 0 | 0 | 0 | 0 | 0 | 0 | 0 | 0 | 0 | 0 | 0 | 0 | 0 | 0 | 0 | 0 | 0 | 0 | 0 | 0 | 0 | 0 | 0 | 0 | 0 | 0 | 0 | 0 | 0 | 0 | 0 | 0 | 0 | 0 | 0 | 0 | 0 | 0 | 0 | 0 | 0 | 0 | 0 | 0 | 0 | 0 | 0 | 0 | 0 | 0 | 0 | 0 | 0 | 0 | 0 | 0 | 0 | 0 | 0 | 0 | 0 | 0 | 0 | 0 | 0 | 0 | 0 | 0 | 0 | 0 | 0 | 0 | 0 | 0 | 0 | 0 | 0 | 0 | 0 | 0 | 0 | 0
(+) Iluminação FTP | 0 | 0 | 0 | 0 | 0 | 0 | 0 | 0 | 0 | 0 | 0 | 0 | 0 | 0 | 0 | 0 | 0 | 0 | 0 | 0 | 0 | 0 | 0 | 0 | 0 | 0 | 0 | 0 | 0 | 0 | 0 | 0 | 0 | 0 | 0 | 0 | 0 | 0 | 0 | 0 | 0 | 0 | 0 | 0 | 0 | 0 | 0 | 0 | 0 | 0 | 0 | 0 | 0 | 0 | 0 | 0 | 0 | 0 | 0 | 0 | 0 | 0 | 0 | 0 | 0 | 0 | 0 | 0 | 0 | 0 | 0 | 0 | 0 | 0 | 0 | 0 | 0 | 0 | 0 | 0 | 0 | 0 | 0 | 0 | 0 | 0 | 0 | 0 | 0 | 0 | 0 | 0 | 0 | 0 | 0 | 0 | 0 | 0 | 0 | 0 | 0 | 0 | 0 | 0 | 0 | 0 | 0 | 0 | 0 | 0 | 0 | 0 | 0 | 0 | 0 | 0 | 0 | 0 | 0 | 0 | 0 | 0 | 0 | 0 | 0 | 0 | 0 | 0 | 0 | 0 | 0 | 0 | 0 | 0 | 0 | 0 | 0 | 0 | 0 | 0 | 0 | 0 | 0 | 0 | 0 | 0 | 0 | 0 | 0 | 0 | 0 | 0 | 0 | 0 | 0 | 0 | 0 | 0 | 0 | 0 | 0 | 0 | 0 | 0 | 0 | 0 | 0 | 0 | 0 | 0 | 0 | 0 | 0 | 0 | 0 | 0 | 0 | 0 | 0 | 0 | 0 | 0 | 0 | 0 | 0 | 0 | 0 | 0 | 0 | 0 | 0 | 0 | 0 | 0 | 0 | 0 | 0 | 0 | 0 | 0 | 0 | 0 | 0 | 0 | 0 | 0 | 0 | 0 | 0 | 0 | 0 | 0 | 0 | 0 | 0 | 0
(+) Iluminação Ciclovia e Ciclofaixa | 0 | 0 | 0 | 0 | 0 | 0 | 0 | 0 | 0 | 0 | 0 | 0 | 0 | 0 | 0 | 0 | 0 | 0 | 0 | 0 | 0 | 0 | 0 | 0 | 0 | 0 | 0 | 0 | 0 | 0 | 0 | 0 | 0 | 0 | 0 | 0 | 0 | 0 | 0 | 0 | 0 | 0 | 0 | 0 | 0 | 0 | 0 | 0 | 0 | 0 | 0 | 0 | 0 | 0 | 0 | 0 | 0 | 0 | 0 | 0 | 0 | 0 | 0 | 0 | 0 | 0 | 0 | 0 | 0 | 0 | 0 | 0 | 0 | 0 | 0 | 0 | 0 | 0 | 0 | 0 | 0 | 0 | 0 | 0 | 0 | 0 | 0 | 0 | 0 | 0 | 0 | 0 | 0 | 0 | 0 | 0 | 0 | 0 | 0 | 0 | 0 | 0 | 0 | 0 | 0 | 0 | 0 | 0 | 0 | 0 | 0 | 0 | 0 | 0 | 0 | 0 | 0 | 0 | 0 | 0 | 0 | 0 | 0 | 0 | 0 | 0 | 0 | 0 | 0 | 0 | 0 | 0 | 0 | 0 | 0 | 0 | 0 | 0 | 0 | 0 | 0 | 0 | 0 | 0 | 0 | 0 | 0 | 0 | 0 | 0 | 0 | 0 | 0 | 0 | 0 | 0 | 0 | 0 | 0 | 0 | 0 | 0 | 0 | 0 | 0 | 0 | 0 | 0 | 0 | 0 | 0 | 0 | 0 | 0 | 0 | 0 | 0 | 0 | 0 | 0 | 0 | 0 | 0 | 0 | 0 | 0 | 0 | 0 | 0 | 0 | 0 | 0 | 0 | 0 | 0 | 0 | 0 | 0 | 0 | 0 | 0 | 0 | 0 | 0 | 0 | 0 | 0 | 0 | 0 | 0 | 0 | 0 | 0 | 0 | 0 | 0
(+) Iluminação EPL | 0 | 0 | 0 | 0 | 0 | 0 | 0 | 0 | 0 | 0 | 0 | 0 | 0 | 0 | 0 | 0 | 0 | 0 | 0 | 0 | 0 | 0 | 0 | 0 | 0 | 0 | 0 | 0 | 0 | 0 | 0 | 0 | 0 | 0 | 0 | 0 | 0 | 0 | 0 | 0 | 0 | 0 | 0 | 0 | 0 | 0 | 0 | 0 | 0 | 0 | 0 | 0 | 0 | 0 | 0 | 0 | 0 | 0 | 0 | 0 | 0 | 0 | 0 | 0 | 0 | 0 | 0 | 0 | 0 | 0 | 0 | 0 | 0 | 0 | 0 | 0 | 0 | 0 | 0 | 0 | 0 | 0 | 0 | 0 | 0 | 0 | 0 | 0 | 0 | 0 | 0 | 0 | 0 | 0 | 0 | 0 | 0 | 0 | 0 | 0 | 0 | 0 | 0 | 0 | 0 | 0 | 0 | 0 | 0 | 0 | 0 | 0 | 0 | 0 | 0 | 0 | 0 | 0 | 0 | 0 | 0 | 0 | 0 | 0 | 0 | 0 | 0 | 0 | 0 | 0 | 0 | 0 | 0 | 0 | 0 | 0 | 0 | 0 | 0 | 0 | 0 | 0 | 0 | 0 | 0 | 0 | 0 | 0 | 0 | 0 | 0 | 0 | 0 | 0 | 0 | 0 | 0 | 0 | 0 | 0 | 0 | 0 | 0 | 0 | 0 | 0 | 0 | 0 | 0 | 0 | 0 | 0 | 0 | 0 | 0 | 0 | 0 | 0 | 0 | 0 | 0 | 0 | 0 | 0 | 0 | 0 | 0 | 0 | 0 | 0 | 0 | 0 | 0 | 0 | 0 | 0 | 0 | 0 | 0 | 0 | 0 | 0 | 0 | 0 | 0 | 0 | 0 | 0 | 0 | 0 | 0 | 0 | 0 | 0 | 0 | 0
(+) Iluminação Rural | 0 | 0 | 0 | 0 | 0 | 0 | 0 | 0 | 0 | 0 | 0 | 0 | 0 | 0 | 0 | 0 | 0 | 0 | 0 | 0 | 0 | 0 | 0 | 0 | 0 | 0 | 0 | 0 | 0 | 0 | 0 | 0 | 0 | 0 | 0 | 0 | 0 | 0 | 0 | 0 | 0 | 0 | 0 | 0 | 0 | 0 | 0 | 0 | 0 | 0 | 0 | 0 | 0 | 0 | 0 | 0 | 0 | 0 | 0 | 0 | 0 | 0 | 0 | 0 | 0 | 0 | 0 | 0 | 0 | 0 | 0 | 0 | 0 | 0 | 0 | 0 | 0 | 0 | 0 | 0 | 0 | 0 | 0 | 0 | 0 | 0 | 0 | 0 | 0 | 0 | 0 | 0 | 0 | 0 | 0 | 0 | 0 | 0 | 0 | 0 | 0 | 0 | 0 | 0 | 0 | 0 | 0 | 0 | 0 | 0 | 0 | 0 | 0 | 0 | 0 | 0 | 0 | 0 | 0 | 0 | 0 | 0 | 0 | 0 | 0 | 0 | 0 | 0 | 0 | 0 | 0 | 0 | 0 | 0 | 0 | 0 | 0 | 0 | 0 | 0 | 0 | 0 | 0 | 0 | 0 | 0 | 0 | 0 | 0 | 0 | 0 | 0 | 0 | 0 | 0 | 0 | 0 | 0 | 0 | 0 | 0 | 0 | 0 | 0 | 0 | 0 | 0 | 0 | 0 | 0 | 0 | 0 | 0 | 0 | 0 | 0 | 0 | 0 | 0 | 0 | 0 | 0 | 0 | 0 | 0 | 0 | 0 | 0 | 0 | 0 | 0 | 0 | 0 | 0 | 0 | 0 | 0 | 0 | 0 | 0 | 0 | 0 | 0 | 0 | 0 | 0 | 0 | 0 | 0 | 0 | 0 | 0 | 0 | 0 | 0 | 0
(+) Receitas Acessórias | 0 | 0 | 0 | 0 | 0 | 0 | 0 | 0 | 0 | 0 | 0 | 0 | 0 | 0 | 0 | 0 | 0 | 0 | 0 | 0 | 0 | 0 | 0 | 0 | 0 | 0 | 0 | 0 | 0 | 0 | 0 | 0 | 0 | 0 | 0 | 0 | 0 | 0 | 0 | 0 | 0 | 0 | 0 | 0 | 0 | 0 | 0 | 0 | 0 | 0 | 0 | 0 | 0 | 0 | 0 | 0 | 0 | 0 | 0 | 0 | 0 | 0 | 0 | 0 | 0 | 0 | 0 | 0 | 0 | 0 | 0 | 0 | 0 | 0 | 0 | 0 | 0 | 0 | 0 | 0 | 0 | 0 | 0 | 0 | 0 | 0 | 0 | 0 | 0 | 0 | 0 | 0 | 0 | 0 | 0 | 0 | 0 | 0 | 0 | 0 | 0 | 0 | 0 | 0 | 0 | 0 | 0 | 0 | 0 | 0 | 0 | 0 | 0 | 0 | 0 | 0 | 0 | 0 | 0 | 0 | 0 | 0 | 0 | 0 | 0 | 0 | 0 | 0 | 0 | 0 | 0 | 0 | 0 | 0 | 0 | 0 | 0 | 0 | 0 | 0 | 0 | 0 | 0 | 0 | 0 | 0 | 0 | 0 | 0 | 0 | 0 | 0 | 0 | 0 | 0 | 0 | 0 | 0 | 0 | 0 | 0 | 0 | 0 | 0 | 0 | 0 | 0 | 0 | 0 | 0 | 0 | 0 | 0 | 0 | 0 | 0 | 0 | 0 | 0 | 0 | 0 | 0 | 0 | 0 | 0 | 0 | 0 | 0 | 0 | 0 | 0 | 0 | 0 | 0 | 0 | 0 | 0 | 0 | 0 | 0 | 0 | 0 | 0 | 0 | 0 | 0 | 0 | 0 | 0 | 0 | 0 | 0 | 0 | 0 | 0 | 0
(+) Atividades Relacionadas | 0 | 0 | 0 | 0 | 0 | 0 | 0 | 0 | 0 | 0 | 0 | 0 | 0 | 0 | 0 | 0 | 0 | 0 | 0 | 0 | 0 | 0 | 0 | 0 | 0 | 0 | 0 | 0 | 0 | 0 | 0 | 0 | 0 | 0 | 0 | 0 | 0 | 0 | 0 | 0 | 0 | 0 | 0 | 0 | 0 | 0 | 0 | 0 | 0 | 0 | 0 | 0 | 0 | 0 | 0 | 0 | 0 | 0 | 0 | 0 | 0 | 0 | 0 | 0 | 0 | 0 | 0 | 0 | 0 | 0 | 0 | 0 | 0 | 0 | 0 | 0 | 0 | 0 | 0 | 0 | 0 | 0 | 0 | 0 | 0 | 0 | 0 | 0 | 0 | 0 | 0 | 0 | 0 | 0 | 0 | 0 | 0 | 0 | 0 | 0 | 0 | 0 | 0 | 0 | 0 | 0 | 0 | 0 | 0 | 0 | 0 | 0 | 0 | 0 | 0 | 0 | 0 | 0 | 0 | 0 | 0 | 0 | 0 | 0 | 0 | 0 | 0 | 0 | 0 | 0 | 0 | 0 | 0 | 0 | 0 | 0 | 0 | 0 | 0 | 0 | 0 | 0 | 0 | 0 | 0 | 0 | 0 | 0 | 0 | 0 | 0 | 0 | 0 | 0 | 0 | 0 | 0 | 0 | 0 | 0 | 0 | 0 | 0 | 0 | 0 | 0 | 0 | 0 | 0 | 0 | 0 | 0 | 0 | 0 | 0 | 0 | 0 | 0 | 0 | 0 | 0 | 0 | 0 | 0 | 0 | 0 | 0 | 0 | 0 | 0 | 0 | 0 | 0 | 0 | 0 | 0 | 0 | 0 | 0 | 0 | 0 | 0 | 0 | 0 | 0 | 0 | 0 | 0 | 0 | 0 | 0 | 0 | 0 | 0 | 0 | 0
(+) Receita de Sucata | 0 | 0 | 0 | 0 | 0 | 0 | 0 | 0 | 0 | 0 | 0 | 0 | 0 | 0 | 0 | 0 | 0 | 0 | 0 | 0 | 0 | 0 | 0 | 0 | 0 | 0 | 0 | 0 | 0 | 0 | 0 | 0 | 0 | 0 | 0 | 0 | 0 | 0 | 0 | 0 | 0 | 0 | 0 | 0 | 0 | 0 | 0 | 0 | 0 | 0 | 0 | 0 | 0 | 0 | 0 | 0 | 0 | 0 | 0 | 0 | 0 | 0 | 0 | 0 | 0 | 0 | 0 | 0 | 0 | 0 | 0 | 0 | 0 | 0 | 0 | 0 | 0 | 0 | 0 | 0 | 0 | 0 | 0 | 0 | 0 | 0 | 0 | 0 | 0 | 0 | 0 | 0 | 0 | 0 | 0 | 0 | 0 | 0 | 0 | 0 | 0 | 0 | 0 | 0 | 0 | 0 | 0 | 0 | 0 | 0 | 0 | 0 | 0 | 0 | 0 | 0 | 0 | 0 | 0 | 0 | 0 | 0 | 0 | 0 | 0 | 0 | 0 | 0 | 0 | 0 | 0 | 0 | 0 | 0 | 0 | 0 | 0 | 0 | 0 | 0 | 0 | 0 | 0 | 0 | 0 | 0 | 0 | 0 | 0 | 0 | 0 | 0 | 0 | 0 | 0 | 0 | 0 | 0 | 0 | 0 | 0 | 0 | 0 | 0 | 0 | 0 | 0 | 0 | 0 | 0 | 0 | 0 | 0 | 0 | 0 | 0 | 0 | 0 | 0 | 0 | 0 | 0 | 0 | 0 | 0 | 0 | 0 | 0 | 0 | 0 | 0 | 0 | 0 | 0 | 0 | 0 | 0 | 0 | 0 | 0 | 0 | 0 | 0 | 0 | 0 | 0 | 0 | 0 | 0 | 0 | 0 | 0 | 0 | 0 | 0 | 0
(2) IMPOSTOS SOBRE RECEITAS | 0 | 0 | 0 | 0 | 0 | 0 | 0 | 0 | 0 | 0 | 0 | 0 | 0 | 0 | 0 | 0 | #NAME? | #NAME? | #NAME? | #NAME? | #NAME? | #NAME? | #NAME? | #NAME? | #NAME? | #NAME? | #NAME? | #NAME? | #NAME? | #NAME? | #NAME? | #NAME? | #NAME? | #NAME? | #NAME? | #NAME? | #NAME? | #NAME? | #NAME? | #NAME? | #NAME? | #NAME? | #NAME? | #NAME? | #NAME? | #NAME? | #NAME? | #NAME? | #NAME? | #NAME? | #NAME? | #NAME? | #NAME? | #NAME? | #NAME? | #NAME? | #NAME? | #NAME? | #NAME? | #NAME? | #NAME? | #NAME? | #NAME? | #NAME? | #NAME? | #NAME? | #NAME? | #NAME? | #NAME? | #NAME? | #NAME? | #NAME? | #NAME? | #NAME? | #NAME? | #NAME? | #NAME? | #NAME? | #NAME? | #NAME? | #NAME? | #NAME? | #NAME? | #NAME? | #NAME? | #NAME? | #NAME? | #NAME? | #NAME? | #NAME? | #NAME? | #NAME? | #NAME? | #NAME? | #NAME? | #NAME? | #NAME? | #NAME? | #NAME? | #NAME? | #NAME? | #NAME? | #NAME? | #NAME? | #NAME? | #NAME? | #NAME? | #NAME? | #NAME? | #NAME? | #NAME? | #NAME? | #NAME? | #NAME? | #NAME? | #NAME? | #NAME? | #NAME? | #NAME? | #NAME? | #NAME? | #NAME? | #NAME? | #NAME? | #NAME? | #NAME? | #NAME? | #NAME? | #NAME? | #NAME? | #NAME? | #NAME? | #NAME? | #NAME? | #NAME? | #NAME? | #NAME? | #NAME? | #NAME? | #NAME? | #NAME? | #NAME? | #NAME? | #NAME? | #NAME? | #NAME? | #NAME? | #NAME? | #NAME? | #NAME? | #NAME? | #NAME? | #NAME? | #NAME? | #NAME? | #NAME? | #NAME? | #NAME? | #NAME? | #NAME? | #NAME? | #NAME? | #NAME? | #NAME? | #NAME? | #NAME? | #NAME? | #NAME? | #NAME? | #NAME? | #NAME? | #NAME? | #NAME? | #NAME? | #NAME? | #NAME? | #NAME? | #NAME? | #NAME? | #NAME? | #NAME? | #NAME? | #NAME? | #NAME? | #NAME? | #NAME? | #NAME? | #NAME? | #NAME? | #NAME? | #NAME? | #NAME? | #NAME? | #NAME? | #NAME? | #NAME? | #NAME? | #NAME? | #NAME? | #NAME? | #NAME? | #NAME? | #NAME? | #NAME? | #NAME? | #NAME? | #NAME? | #NAME? | #NAME? | #NAME? | #NAME? | #NAME? | #NAME? | #NAME? | #NAME? | #NAME?
(+) PIS | 0 | 0 | 0 | 0 | 0 | 0 | 0 | 0 | 0 | 0 | 0 | 0 | 0 | 0 | 0 | 0 | #NAME? | #NAME? | #NAME? | #NAME? | #NAME? | #NAME? | #NAME? | #NAME? | #NAME? | #NAME? | #NAME? | #NAME? | #NAME? | #NAME? | #NAME? | #NAME? | #NAME? | #NAME? | #NAME? | #NAME? | #NAME? | #NAME? | #NAME? | #NAME? | #NAME? | #NAME? | #NAME? | #NAME? | #NAME? | #NAME? | #NAME? | #NAME? | #NAME? | #NAME? | #NAME? | #NAME? | #NAME? | #NAME? | #NAME? | #NAME? | #NAME? | #NAME? | #NAME? | #NAME? | #NAME? | #NAME? | #NAME? | #NAME? | #NAME? | #NAME? | #NAME? | #NAME? | #NAME? | #NAME? | #NAME? | #NAME? | #NAME? | #NAME? | #NAME? | #NAME? | #NAME? | #NAME? | #NAME? | #NAME? | #NAME? | #NAME? | #NAME? | #NAME? | #NAME? | #NAME? | #NAME? | #NAME? | #NAME? | #NAME? | #NAME? | #NAME? | #NAME? | #NAME? | #NAME? | #NAME? | #NAME? | #NAME? | #NAME? | #NAME? | #NAME? | #NAME? | #NAME? | #NAME? | #NAME? | #NAME? | #NAME? | #NAME? | #NAME? | #NAME? | #NAME? | #NAME? | #NAME? | #NAME? | #NAME? | #NAME? | #NAME? | #NAME? | #NAME? | #NAME? | #NAME? | #NAME? | #NAME? | #NAME? | #NAME? | #NAME? | #NAME? | #NAME? | #NAME? | #NAME? | #NAME? | #NAME? | #NAME? | #NAME? | #NAME? | #NAME? | #NAME? | #NAME? | #NAME? | #NAME? | #NAME? | #NAME? | #NAME? | #NAME? | #NAME? | #NAME? | #NAME? | #NAME? | #NAME? | #NAME? | #NAME? | #NAME? | #NAME? | #NAME? | #NAME? | #NAME? | #NAME? | #NAME? | #NAME? | #NAME? | #NAME? | #NAME? | #NAME? | #NAME? | #NAME? | #NAME? | #NAME? | #NAME? | #NAME? | #NAME? | #NAME? | #NAME? | #NAME? | #NAME? | #NAME? | #NAME? | #NAME? | #NAME? | #NAME? | #NAME? | #NAME? | #NAME? | #NAME? | #NAME? | #NAME? | #NAME? | #NAME? | #NAME? | #NAME? | #NAME? | #NAME? | #NAME? | #NAME? | #NAME? | #NAME? | #NAME? | #NAME? | #NAME? | #NAME? | #NAME? | #NAME? | #NAME? | #NAME? | #NAME? | #NAME? | #NAME? | #NAME? | #NAME? | #NAME? | #NAME? | #NAME? | #NAME? | #NAME? | #NAME? | #NAME? | #NAME?
(+) COFINS | 0 | 0 | 0 | 0 | 0 | 0 | 0 | 0 | 0 | 0 | 0 | 0 | 0 | 0 | 0 | 0 | #NAME? | #NAME? | #NAME? | #NAME? | #NAME? | #NAME? | #NAME? | #NAME? | #NAME? | #NAME? | #NAME? | #NAME? | #NAME? | #NAME? | #NAME? | #NAME? | #NAME? | #NAME? | #NAME? | #NAME? | #NAME? | #NAME? | #NAME? | #NAME? | #NAME? | #NAME? | #NAME? | #NAME? | #NAME? | #NAME? | #NAME? | #NAME? | #NAME? | #NAME? | #NAME? | #NAME? | #NAME? | #NAME? | #NAME? | #NAME? | #NAME? | #NAME? | #NAME? | #NAME? | #NAME? | #NAME? | #NAME? | #NAME? | #NAME? | #NAME? | #NAME? | #NAME? | #NAME? | #NAME? | #NAME? | #NAME? | #NAME? | #NAME? | #NAME? | #NAME? | #NAME? | #NAME? | #NAME? | #NAME? | #NAME? | #NAME? | #NAME? | #NAME? | #NAME? | #NAME? | #NAME? | #NAME? | #NAME? | #NAME? | #NAME? | #NAME? | #NAME? | #NAME? | #NAME? | #NAME? | #NAME? | #NAME? | #NAME? | #NAME? | #NAME? | #NAME? | #NAME? | #NAME? | #NAME? | #NAME? | #NAME? | #NAME? | #NAME? | #NAME? | #NAME? | #NAME? | #NAME? | #NAME? | #NAME? | #NAME? | #NAME? | #NAME? | #NAME? | #NAME? | #NAME? | #NAME? | #NAME? | #NAME? | #NAME? | #NAME? | #NAME? | #NAME? | #NAME? | #NAME? | #NAME? | #NAME? | #NAME? | #NAME? | #NAME? | #NAME? | #NAME? | #NAME? | #NAME? | #NAME? | #NAME? | #NAME? | #NAME? | #NAME? | #NAME? | #NAME? | #NAME? | #NAME? | #NAME? | #NAME? | #NAME? | #NAME? | #NAME? | #NAME? | #NAME? | #NAME? | #NAME? | #NAME? | #NAME? | #NAME? | #NAME? | #NAME? | #NAME? | #NAME? | #NAME? | #NAME? | #NAME? | #NAME? | #NAME? | #NAME? | #NAME? | #NAME? | #NAME? | #NAME? | #NAME? | #NAME? | #NAME? | #NAME? | #NAME? | #NAME? | #NAME? | #NAME? | #NAME? | #NAME? | #NAME? | #NAME? | #NAME? | #NAME? | #NAME? | #NAME? | #NAME? | #NAME? | #NAME? | #NAME? | #NAME? | #NAME? | #NAME? | #NAME? | #NAME? | #NAME? | #NAME? | #NAME? | #NAME? | #NAME? | #NAME? | #NAME? | #NAME? | #NAME? | #NAME? | #NAME? | #NAME? | #NAME? | #NAME? | #NAME? | #NAME? | #NAME?
(+) ISS | 0 | 0 | 0 | 0 | 0 | 0 | 0 | 0 | 0 | 0 | 0 | 0 | 0 | 0 | 0 | 0 | #NAME? | #NAME? | #NAME? | #NAME? | #NAME? | #NAME? | #NAME? | #NAME? | #NAME? | #NAME? | #NAME? | #NAME? | #NAME? | #NAME? | #NAME? | #NAME? | #NAME? | #NAME? | #NAME? | #NAME? | #NAME? | #NAME? | #NAME? | #NAME? | #NAME? | #NAME? | #NAME? | #NAME? | #NAME? | #NAME? | #NAME? | #NAME? | #NAME? | #NAME? | #NAME? | #NAME? | #NAME? | #NAME? | #NAME? | #NAME? | #NAME? | #NAME? | #NAME? | #NAME? | #NAME? | #NAME? | #NAME? | #NAME? | #NAME? | #NAME? | #NAME? | #NAME? | #NAME? | #NAME? | #NAME? | #NAME? | #NAME? | #NAME? | #NAME? | #NAME? | #NAME? | #NAME? | #NAME? | #NAME? | #NAME? | #NAME? | #NAME? | #NAME? | #NAME? | #NAME? | #NAME? | #NAME? | #NAME? | #NAME? | #NAME? | #NAME? | #NAME? | #NAME? | #NAME? | #NAME? | #NAME? | #NAME? | #NAME? | #NAME? | #NAME? | #NAME? | #NAME? | #NAME? | #NAME? | #NAME? | #NAME? | #NAME? | #NAME? | #NAME? | #NAME? | #NAME? | #NAME? | #NAME? | #NAME? | #NAME? | #NAME? | #NAME? | #NAME? | #NAME? | #NAME? | #NAME? | #NAME? | #NAME? | #NAME? | #NAME? | #NAME? | #NAME? | #NAME? | #NAME? | #NAME? | #NAME? | #NAME? | #NAME? | #NAME? | #NAME? | #NAME? | #NAME? | #NAME? | #NAME? | #NAME? | #NAME? | #NAME? | #NAME? | #NAME? | #NAME? | #NAME? | #NAME? | #NAME? | #NAME? | #NAME? | #NAME? | #NAME? | #NAME? | #NAME? | #NAME? | #NAME? | #NAME? | #NAME? | #NAME? | #NAME? | #NAME? | #NAME? | #NAME? | #NAME? | #NAME? | #NAME? | #NAME? | #NAME? | #NAME? | #NAME? | #NAME? | #NAME? | #NAME? | #NAME? | #NAME? | #NAME? | #NAME? | #NAME? | #NAME? | #NAME? | #NAME? | #NAME? | #NAME? | #NAME? | #NAME? | #NAME? | #NAME? | #NAME? | #NAME? | #NAME? | #NAME? | #NAME? | #NAME? | #NAME? | #NAME? | #NAME? | #NAME? | #NAME? | #NAME? | #NAME? | #NAME? | #NAME? | #NAME? | #NAME? | #NAME? | #NAME? | #NAME? | #NAME? | #NAME? | #NAME? | #NAME? | #NAME? | #NAME? | #NAME? | #NAME?
( - ) PIS - Crédito | 0 | 0 | 0 | 0 | 0 | 0 | 0 | 0 | 0 | 0 | 0 | 0 | 0 | 0 | 0 | 0 | 0 | 0 | 0 | 0 | 0 | 0 | 0 | 0 | 0 | 0 | 0 | 0 | 0 | 0 | 0 | 0 | 0 | 0 | 0 | 0 | 0 | 0 | 0 | 0 | 0 | 0 | 0 | 0 | 0 | 0 | 0 | 0 | 0 | 0 | 0 | 0 | 0 | 0 | 0 | 0 | 0 | 0 | 0 | 0 | 0 | 0 | 0 | 0 | 0 | 0 | 0 | 0 | 0 | 0 | 0 | 0 | 0 | 0 | 0 | 0 | 0 | 0 | 0 | 0 | 0 | 0 | 0 | 0 | 0 | 0 | 0 | 0 | 0 | 0 | 0 | 0 | 0 | 0 | 0 | 0 | 0 | 0 | 0 | 0 | 0 | 0 | 0 | 0 | 0 | 0 | 0 | 0 | 0 | 0 | 0 | 0 | 0 | 0 | 0 | 0 | 0 | 0 | 0 | 0 | 0 | 0 | 0 | 0 | 0 | 0 | 0 | 0 | 0 | 0 | 0 | 0 | 0 | 0 | 0 | 0 | 0 | 0 | 0 | 0 | 0 | 0 | 0 | 0 | 0 | 0 | 0 | 0 | 0 | 0 | 0 | 0 | 0 | 0 | 0 | 0 | 0 | 0 | 0 | 0 | 0 | 0 | 0 | 0 | 0 | 0 | 0 | 0 | 0 | 0 | 0 | 0 | 0 | 0 | 0 | 0 | 0 | 0 | 0 | 0 | 0 | 0 | 0 | 0 | 0 | 0 | 0 | 0 | 0 | 0 | 0 | 0 | 0 | 0 | 0 | 0 | 0 | 0 | 0 | 0 | 0 | 0 | 0 | 0 | 0 | 0 | 0 | 0 | 0 | 0 | 0 | 0 | 0 | 0 | 0 | 0
( - ) COFINS - Crédito | 0 | 0 | 0 | 0 | 0 | 0 | 0 | 0 | 0 | 0 | 0 | 0 | 0 | 0 | 0 | 0 | 0 | 0 | 0 | 0 | 0 | 0 | 0 | 0 | 0 | 0 | 0 | 0 | 0 | 0 | 0 | 0 | 0 | 0 | 0 | 0 | 0 | 0 | 0 | 0 | 0 | 0 | 0 | 0 | 0 | 0 | 0 | 0 | 0 | 0 | 0 | 0 | 0 | 0 | 0 | 0 | 0 | 0 | 0 | 0 | 0 | 0 | 0 | 0 | 0 | 0 | 0 | 0 | 0 | 0 | 0 | 0 | 0 | 0 | 0 | 0 | 0 | 0 | 0 | 0 | 0 | 0 | 0 | 0 | 0 | 0 | 0 | 0 | 0 | 0 | 0 | 0 | 0 | 0 | 0 | 0 | 0 | 0 | 0 | 0 | 0 | 0 | 0 | 0 | 0 | 0 | 0 | 0 | 0 | 0 | 0 | 0 | 0 | 0 | 0 | 0 | 0 | 0 | 0 | 0 | 0 | 0 | 0 | 0 | 0 | 0 | 0 | 0 | 0 | 0 | 0 | 0 | 0 | 0 | 0 | 0 | 0 | 0 | 0 | 0 | 0 | 0 | 0 | 0 | 0 | 0 | 0 | 0 | 0 | 0 | 0 | 0 | 0 | 0 | 0 | 0 | 0 | 0 | 0 | 0 | 0 | 0 | 0 | 0 | 0 | 0 | 0 | 0 | 0 | 0 | 0 | 0 | 0 | 0 | 0 | 0 | 0 | 0 | 0 | 0 | 0 | 0 | 0 | 0 | 0 | 0 | 0 | 0 | 0 | 0 | 0 | 0 | 0 | 0 | 0 | 0 | 0 | 0 | 0 | 0 | 0 | 0 | 0 | 0 | 0 | 0 | 0 | 0 | 0 | 0 | 0 | 0 | 0 | 0 | 0 | 0
(3) RECEITA LÍQUIDA (1 - 2) | 0 | 0 | 0 | 0 | 0 | 0 | 0 | 0 | 0 | 0 | 0 | 0 | 0 | 0 | 0 | 0 | #NAME? | #NAME? | #NAME? | #NAME? | #NAME? | #NAME? | #NAME? | #NAME? | #NAME? | #NAME? | #NAME? | #NAME? | #NAME? | #NAME? | #NAME? | #NAME? | #NAME? | #NAME? | #NAME? | #NAME? | #NAME? | #NAME? | #NAME? | #NAME? | #NAME? | #NAME? | #NAME? | #NAME? | #NAME? | #NAME? | #NAME? | #NAME? | #NAME? | #NAME? | #NAME? | #NAME? | #NAME? | #NAME? | #NAME? | #NAME? | #NAME? | #NAME? | #NAME? | #NAME? | #NAME? | #NAME? | #NAME? | #NAME? | #NAME? | #NAME? | #NAME? | #NAME? | #NAME? | #NAME? | #NAME? | #NAME? | #NAME? | #NAME? | #NAME? | #NAME? | #NAME? | #NAME? | #NAME? | #NAME? | #NAME? | #NAME? | #NAME? | #NAME? | #NAME? | #NAME? | #NAME? | #NAME? | #NAME? | #NAME? | #NAME? | #NAME? | #NAME? | #NAME? | #NAME? | #NAME? | #NAME? | #NAME? | #NAME? | #NAME? | #NAME? | #NAME? | #NAME? | #NAME? | #NAME? | #NAME? | #NAME? | #NAME? | #NAME? | #NAME? | #NAME? | #NAME? | #NAME? | #NAME? | #NAME? | #NAME? | #NAME? | #NAME? | #NAME? | #NAME? | #NAME? | #NAME? | #NAME? | #NAME? | #NAME? | #NAME? | #NAME? | #NAME? | #NAME? | #NAME? | #NAME? | #NAME? | #NAME? | #NAME? | #NAME? | #NAME? | #NAME? | #NAME? | #NAME? | #NAME? | #NAME? | #NAME? | #NAME? | #NAME? | #NAME? | #NAME? | #NAME? | #NAME? | #NAME? | #NAME? | #NAME? | #NAME? | #NAME? | #NAME? | #NAME? | #NAME? | #NAME? | #NAME? | #NAME? | #NAME? | #NAME? | #NAME? | #NAME? | #NAME? | #NAME? | #NAME? | #NAME? | #NAME? | #NAME? | #NAME? | #NAME? | #NAME? | #NAME? | #NAME? | #NAME? | #NAME? | #NAME? | #NAME? | #NAME? | #NAME? | #NAME? | #NAME? | #NAME? | #NAME? | #NAME? | #NAME? | #NAME? | #NAME? | #NAME? | #NAME? | #NAME? | #NAME? | #NAME? | #NAME? | #NAME? | #NAME? | #NAME? | #NAME? | #NAME? | #NAME? | #NAME? | #NAME? | #NAME? | #NAME? | #NAME? | #NAME? | #NAME? | #NAME? | #NAME? | #NAME? | #NAME? | #NAME? | #NAME? | #NAME? | #NAME? | #NAME?
(4) OPEX | 0 | 0 | 0 | 0 | 0 | 0 | 0 | 0 | 0 | 0 | 0 | 0 | 0 | 0 | 0 | 0 | 0 | 0 | 0 | 0 | 0 | 0 | 0 | 0 | 0 | 0 | 0 | 0 | 0 | 0 | 0 | 0 | 0 | 0 | 0 | 0 | 0 | 0 | 0 | 0 | 0 | 0 | 0 | 0 | 0 | 0 | 0 | 0 | 0 | 0 | 0 | 0 | 0 | 0 | 0 | 0 | 0 | 0 | 0 | 0 | 0 | 0 | 0 | 0 | 0 | 0 | 0 | 0 | 0 | 0 | 0 | 0 | 0 | 0 | 0 | 0 | 0 | 0 | 0 | 0 | 0 | 0 | 0 | 0 | 0 | 0 | 0 | 0 | 0 | 0 | 0 | 0 | 0 | 0 | 0 | 0 | 0 | 0 | 0 | 0 | 0 | 0 | 0 | 0 | 0 | 0 | 0 | 0 | 0 | 0 | 0 | 0 | 0 | 0 | 0 | 0 | 0 | 0 | 0 | 0 | 0 | 0 | 0 | 0 | 0 | 0 | 0 | 0 | 0 | 0 | 0 | 0 | 0 | 0 | 0 | 0 | 0 | 0 | 0 | 0 | 0 | 0 | 0 | 0 | 0 | 0 | 0 | 0 | 0 | 0 | 0 | 0 | 0 | 0 | 0 | 0 | 0 | 0 | 0 | 0 | 0 | 0 | 0 | 0 | 0 | 0 | 0 | 0 | 0 | 0 | 0 | 0 | 0 | 0 | 0 | 0 | 0 | 0 | 0 | 0 | 0 | 0 | 0 | 0 | 0 | 0 | 0 | 0 | 0 | 0 | 0 | 0 | 0 | 0 | 0 | 0 | 0 | 0 | 0 | 0 | 0 | 0 | 0 | 0 | 0 | 0 | 0 | 0 | 0 | 0 | 0 | 0 | 0 | 0 | 0 | 0
(+) Atendimento de Chamado (Material) | 0 | 0 | 0 | 0 | 0 | 0 | 0 | 0 | 0 | 0 | 0 | 0 | 0 | 0 | 0 | 0 | 0 | 0 | 0 | 0 | 0 | 0 | 0 | 0 | 0 | 0 | 0 | 0 | 0 | 0 | 0 | 0 | 0 | 0 | 0 | 0 | 0 | 0 | 0 | 0 | 0 | 0 | 0 | 0 | 0 | 0 | 0 | 0 | 0 | 0 | 0 | 0 | 0 | 0 | 0 | 0 | 0 | 0 | 0 | 0 | 0 | 0 | 0 | 0 | 0 | 0 | 0 | 0 | 0 | 0 | 0 | 0 | 0 | 0 | 0 | 0 | 0 | 0 | 0 | 0 | 0 | 0 | 0 | 0 | 0 | 0 | 0 | 0 | 0 | 0 | 0 | 0 | 0 | 0 | 0 | 0 | 0 | 0 | 0 | 0 | 0 | 0 | 0 | 0 | 0 | 0 | 0 | 0 | 0 | 0 | 0 | 0 | 0 | 0 | 0 | 0 | 0 | 0 | 0 | 0 | 0 | 0 | 0 | 0 | 0 | 0 | 0 | 0 | 0 | 0 | 0 | 0 | 0 | 0 | 0 | 0 | 0 | 0 | 0 | 0 | 0 | 0 | 0 | 0 | 0 | 0 | 0 | 0 | 0 | 0 | 0 | 0 | 0 | 0 | 0 | 0 | 0 | 0 | 0 | 0 | 0 | 0 | 0 | 0 | 0 | 0 | 0 | 0 | 0 | 0 | 0 | 0 | 0 | 0 | 0 | 0 | 0 | 0 | 0 | 0 | 0 | 0 | 0 | 0 | 0 | 0 | 0 | 0 | 0 | 0 | 0 | 0 | 0 | 0 | 0 | 0 | 0 | 0 | 0 | 0 | 0 | 0 | 0 | 0 | 0 | 0 | 0 | 0 | 0 | 0 | 0 | 0 | 0 | 0 | 0 | 0
(+) Atendimento de Chamado (MO) | 0 | 0 | 0 | 0 | 0 | 0 | 0 | 0 | 0 | 0 | 0 | 0 | 0 | 0 | 0 | 0 | 0 | 0 | 0 | 0 | 0 | 0 | 0 | 0 | 0 | 0 | 0 | 0 | 0 | 0 | 0 | 0 | 0 | 0 | 0 | 0 | 0 | 0 | 0 | 0 | 0 | 0 | 0 | 0 | 0 | 0 | 0 | 0 | 0 | 0 | 0 | 0 | 0 | 0 | 0 | 0 | 0 | 0 | 0 | 0 | 0 | 0 | 0 | 0 | 0 | 0 | 0 | 0 | 0 | 0 | 0 | 0 | 0 | 0 | 0 | 0 | 0 | 0 | 0 | 0 | 0 | 0 | 0 | 0 | 0 | 0 | 0 | 0 | 0 | 0 | 0 | 0 | 0 | 0 | 0 | 0 | 0 | 0 | 0 | 0 | 0 | 0 | 0 | 0 | 0 | 0 | 0 | 0 | 0 | 0 | 0 | 0 | 0 | 0 | 0 | 0 | 0 | 0 | 0 | 0 | 0 | 0 | 0 | 0 | 0 | 0 | 0 | 0 | 0 | 0 | 0 | 0 | 0 | 0 | 0 | 0 | 0 | 0 | 0 | 0 | 0 | 0 | 0 | 0 | 0 | 0 | 0 | 0 | 0 | 0 | 0 | 0 | 0 | 0 | 0 | 0 | 0 | 0 | 0 | 0 | 0 | 0 | 0 | 0 | 0 | 0 | 0 | 0 | 0 | 0 | 0 | 0 | 0 | 0 | 0 | 0 | 0 | 0 | 0 | 0 | 0 | 0 | 0 | 0 | 0 | 0 | 0 | 0 | 0 | 0 | 0 | 0 | 0 | 0 | 0 | 0 | 0 | 0 | 0 | 0 | 0 | 0 | 0 | 0 | 0 | 0 | 0 | 0 | 0 | 0 | 0 | 0 | 0 | 0 | 0 | 0
(+) Equipe de Ronda | 0 | 0 | 0 | 0 | 0 | 0 | 0 | 0 | 0 | 0 | 0 | 0 | 0 | 0 | 0 | 0 | 0 | 0 | 0 | 0 | 0 | 0 | 0 | 0 | 0 | 0 | 0 | 0 | 0 | 0 | 0 | 0 | 0 | 0 | 0 | 0 | 0 | 0 | 0 | 0 | 0 | 0 | 0 | 0 | 0 | 0 | 0 | 0 | 0 | 0 | 0 | 0 | 0 | 0 | 0 | 0 | 0 | 0 | 0 | 0 | 0 | 0 | 0 | 0 | 0 | 0 | 0 | 0 | 0 | 0 | 0 | 0 | 0 | 0 | 0 | 0 | 0 | 0 | 0 | 0 | 0 | 0 | 0 | 0 | 0 | 0 | 0 | 0 | 0 | 0 | 0 | 0 | 0 | 0 | 0 | 0 | 0 | 0 | 0 | 0 | 0 | 0 | 0 | 0 | 0 | 0 | 0 | 0 | 0 | 0 | 0 | 0 | 0 | 0 | 0 | 0 | 0 | 0 | 0 | 0 | 0 | 0 | 0 | 0 | 0 | 0 | 0 | 0 | 0 | 0 | 0 | 0 | 0 | 0 | 0 | 0 | 0 | 0 | 0 | 0 | 0 | 0 | 0 | 0 | 0 | 0 | 0 | 0 | 0 | 0 | 0 | 0 | 0 | 0 | 0 | 0 | 0 | 0 | 0 | 0 | 0 | 0 | 0 | 0 | 0 | 0 | 0 | 0 | 0 | 0 | 0 | 0 | 0 | 0 | 0 | 0 | 0 | 0 | 0 | 0 | 0 | 0 | 0 | 0 | 0 | 0 | 0 | 0 | 0 | 0 | 0 | 0 | 0 | 0 | 0 | 0 | 0 | 0 | 0 | 0 | 0 | 0 | 0 | 0 | 0 | 0 | 0 | 0 | 0 | 0 | 0 | 0 | 0 | 0 | 0 | 0
(+) Poda de Árvore | 0 | 0 | 0 | 0 | 0 | 0 | 0 | 0 | 0 | 0 | 0 | 0 | 0 | 0 | 0 | 0 | 0 | 0 | 0 | 0 | 0 | 0 | 0 | 0 | 0 | 0 | 0 | 0 | 0 | 0 | 0 | 0 | 0 | 0 | 0 | 0 | 0 | 0 | 0 | 0 | 0 | 0 | 0 | 0 | 0 | 0 | 0 | 0 | 0 | 0 | 0 | 0 | 0 | 0 | 0 | 0 | 0 | 0 | 0 | 0 | 0 | 0 | 0 | 0 | 0 | 0 | 0 | 0 | 0 | 0 | 0 | 0 | 0 | 0 | 0 | 0 | 0 | 0 | 0 | 0 | 0 | 0 | 0 | 0 | 0 | 0 | 0 | 0 | 0 | 0 | 0 | 0 | 0 | 0 | 0 | 0 | 0 | 0 | 0 | 0 | 0 | 0 | 0 | 0 | 0 | 0 | 0 | 0 | 0 | 0 | 0 | 0 | 0 | 0 | 0 | 0 | 0 | 0 | 0 | 0 | 0 | 0 | 0 | 0 | 0 | 0 | 0 | 0 | 0 | 0 | 0 | 0 | 0 | 0 | 0 | 0 | 0 | 0 | 0 | 0 | 0 | 0 | 0 | 0 | 0 | 0 | 0 | 0 | 0 | 0 | 0 | 0 | 0 | 0 | 0 | 0 | 0 | 0 | 0 | 0 | 0 | 0 | 0 | 0 | 0 | 0 | 0 | 0 | 0 | 0 | 0 | 0 | 0 | 0 | 0 | 0 | 0 | 0 | 0 | 0 | 0 | 0 | 0 | 0 | 0 | 0 | 0 | 0 | 0 | 0 | 0 | 0 | 0 | 0 | 0 | 0 | 0 | 0 | 0 | 0 | 0 | 0 | 0 | 0 | 0 | 0 | 0 | 0 | 0 | 0 | 0 | 0 | 0 | 0 | 0 | 0
(+) Telegestão, Gestão Integrada e Call Center | 0 | 0 | 0 | 0 | 0 | 0 | 0 | 0 | 0 | 0 | 0 | 0 | 0 | 0 | 0 | 0 | 0 | 0 | 0 | 0 | 0 | 0 | 0 | 0 | 0 | 0 | 0 | 0 | 0 | 0 | 0 | 0 | 0 | 0 | 0 | 0 | 0 | 0 | 0 | 0 | 0 | 0 | 0 | 0 | 0 | 0 | 0 | 0 | 0 | 0 | 0 | 0 | 0 | 0 | 0 | 0 | 0 | 0 | 0 | 0 | 0 | 0 | 0 | 0 | 0 | 0 | 0 | 0 | 0 | 0 | 0 | 0 | 0 | 0 | 0 | 0 | 0 | 0 | 0 | 0 | 0 | 0 | 0 | 0 | 0 | 0 | 0 | 0 | 0 | 0 | 0 | 0 | 0 | 0 | 0 | 0 | 0 | 0 | 0 | 0 | 0 | 0 | 0 | 0 | 0 | 0 | 0 | 0 | 0 | 0 | 0 | 0 | 0 | 0 | 0 | 0 | 0 | 0 | 0 | 0 | 0 | 0 | 0 | 0 | 0 | 0 | 0 | 0 | 0 | 0 | 0 | 0 | 0 | 0 | 0 | 0 | 0 | 0 | 0 | 0 | 0 | 0 | 0 | 0 | 0 | 0 | 0 | 0 | 0 | 0 | 0 | 0 | 0 | 0 | 0 | 0 | 0 | 0 | 0 | 0 | 0 | 0 | 0 | 0 | 0 | 0 | 0 | 0 | 0 | 0 | 0 | 0 | 0 | 0 | 0 | 0 | 0 | 0 | 0 | 0 | 0 | 0 | 0 | 0 | 0 | 0 | 0 | 0 | 0 | 0 | 0 | 0 | 0 | 0 | 0 | 0 | 0 | 0 | 0 | 0 | 0 | 0 | 0 | 0 | 0 | 0 | 0 | 0 | 0 | 0 | 0 | 0 | 0 | 0 | 0 | 0
(+) Equipe Não-Operacional | 0 | 0 | 0 | 0 | 0 | 0 | 0 | 0 | 0 | 0 | 0 | 0 | 0 | 0 | 0 | 0 | 0 | 0 | 0 | 0 | 0 | 0 | 0 | 0 | 0 | 0 | 0 | 0 | 0 | 0 | 0 | 0 | 0 | 0 | 0 | 0 | 0 | 0 | 0 | 0 | 0 | 0 | 0 | 0 | 0 | 0 | 0 | 0 | 0 | 0 | 0 | 0 | 0 | 0 | 0 | 0 | 0 | 0 | 0 | 0 | 0 | 0 | 0 | 0 | 0 | 0 | 0 | 0 | 0 | 0 | 0 | 0 | 0 | 0 | 0 | 0 | 0 | 0 | 0 | 0 | 0 | 0 | 0 | 0 | 0 | 0 | 0 | 0 | 0 | 0 | 0 | 0 | 0 | 0 | 0 | 0 | 0 | 0 | 0 | 0 | 0 | 0 | 0 | 0 | 0 | 0 | 0 | 0 | 0 | 0 | 0 | 0 | 0 | 0 | 0 | 0 | 0 | 0 | 0 | 0 | 0 | 0 | 0 | 0 | 0 | 0 | 0 | 0 | 0 | 0 | 0 | 0 | 0 | 0 | 0 | 0 | 0 | 0 | 0 | 0 | 0 | 0 | 0 | 0 | 0 | 0 | 0 | 0 | 0 | 0 | 0 | 0 | 0 | 0 | 0 | 0 | 0 | 0 | 0 | 0 | 0 | 0 | 0 | 0 | 0 | 0 | 0 | 0 | 0 | 0 | 0 | 0 | 0 | 0 | 0 | 0 | 0 | 0 | 0 | 0 | 0 | 0 | 0 | 0 | 0 | 0 | 0 | 0 | 0 | 0 | 0 | 0 | 0 | 0 | 0 | 0 | 0 | 0 | 0 | 0 | 0 | 0 | 0 | 0 | 0 | 0 | 0 | 0 | 0 | 0 | 0 | 0 | 0 | 0 | 0 | 0
(+) Despesas Gerais e Administrativas | 0 | 0 | 0 | 0 | 0 | 0 | 0 | 0 | 0 | 0 | 0 | 0 | 0 | 0 | 0 | 0 | 0 | 0 | 0 | 0 | 0 | 0 | 0 | 0 | 0 | 0 | 0 | 0 | 0 | 0 | 0 | 0 | 0 | 0 | 0 | 0 | 0 | 0 | 0 | 0 | 0 | 0 | 0 | 0 | 0 | 0 | 0 | 0 | 0 | 0 | 0 | 0 | 0 | 0 | 0 | 0 | 0 | 0 | 0 | 0 | 0 | 0 | 0 | 0 | 0 | 0 | 0 | 0 | 0 | 0 | 0 | 0 | 0 | 0 | 0 | 0 | 0 | 0 | 0 | 0 | 0 | 0 | 0 | 0 | 0 | 0 | 0 | 0 | 0 | 0 | 0 | 0 | 0 | 0 | 0 | 0 | 0 | 0 | 0 | 0 | 0 | 0 | 0 | 0 | 0 | 0 | 0 | 0 | 0 | 0 | 0 | 0 | 0 | 0 | 0 | 0 | 0 | 0 | 0 | 0 | 0 | 0 | 0 | 0 | 0 | 0 | 0 | 0 | 0 | 0 | 0 | 0 | 0 | 0 | 0 | 0 | 0 | 0 | 0 | 0 | 0 | 0 | 0 | 0 | 0 | 0 | 0 | 0 | 0 | 0 | 0 | 0 | 0 | 0 | 0 | 0 | 0 | 0 | 0 | 0 | 0 | 0 | 0 | 0 | 0 | 0 | 0 | 0 | 0 | 0 | 0 | 0 | 0 | 0 | 0 | 0 | 0 | 0 | 0 | 0 | 0 | 0 | 0 | 0 | 0 | 0 | 0 | 0 | 0 | 0 | 0 | 0 | 0 | 0 | 0 | 0 | 0 | 0 | 0 | 0 | 0 | 0 | 0 | 0 | 0 | 0 | 0 | 0 | 0 | 0 | 0 | 0 | 0 | 0 | 0 | 0
(+) Seguros e Garantias | 0 | 0 | 0 | 0 | 0 | 0 | 0 | 0 | 0 | 0 | 0 | 0 | 0 | 0 | 0 | 0 | 0 | 0 | 0 | 0 | 0 | 0 | 0 | 0 | 0 | 0 | 0 | 0 | 0 | 0 | 0 | 0 | 0 | 0 | 0 | 0 | 0 | 0 | 0 | 0 | 0 | 0 | 0 | 0 | 0 | 0 | 0 | 0 | 0 | 0 | 0 | 0 | 0 | 0 | 0 | 0 | 0 | 0 | 0 | 0 | 0 | 0 | 0 | 0 | 0 | 0 | 0 | 0 | 0 | 0 | 0 | 0 | 0 | 0 | 0 | 0 | 0 | 0 | 0 | 0 | 0 | 0 | 0 | 0 | 0 | 0 | 0 | 0 | 0 | 0 | 0 | 0 | 0 | 0 | 0 | 0 | 0 | 0 | 0 | 0 | 0 | 0 | 0 | 0 | 0 | 0 | 0 | 0 | 0 | 0 | 0 | 0 | 0 | 0 | 0 | 0 | 0 | 0 | 0 | 0 | 0 | 0 | 0 | 0 | 0 | 0 | 0 | 0 | 0 | 0 | 0 | 0 | 0 | 0 | 0 | 0 | 0 | 0 | 0 | 0 | 0 | 0 | 0 | 0 | 0 | 0 | 0 | 0 | 0 | 0 | 0 | 0 | 0 | 0 | 0 | 0 | 0 | 0 | 0 | 0 | 0 | 0 | 0 | 0 | 0 | 0 | 0 | 0 | 0 | 0 | 0 | 0 | 0 | 0 | 0 | 0 | 0 | 0 | 0 | 0 | 0 | 0 | 0 | 0 | 0 | 0 | 0 | 0 | 0 | 0 | 0 | 0 | 0 | 0 | 0 | 0 | 0 | 0 | 0 | 0 | 0 | 0 | 0 | 0 | 0 | 0 | 0 | 0 | 0 | 0 | 0 | 0 | 0 | 0 | 0 | 0
(+) Verificador Independente | 0 | 0 | 0 | 0 | 0 | 0 | 0 | 0 | 0 | 0 | 0 | 0 | 0 | 0 | 0 | 0 | 0 | 0 | 0 | 0 | 0 | 0 | 0 | 0 | 0 | 0 | 0 | 0 | 0 | 0 | 0 | 0 | 0 | 0 | 0 | 0 | 0 | 0 | 0 | 0 | 0 | 0 | 0 | 0 | 0 | 0 | 0 | 0 | 0 | 0 | 0 | 0 | 0 | 0 | 0 | 0 | 0 | 0 | 0 | 0 | 0 | 0 | 0 | 0 | 0 | 0 | 0 | 0 | 0 | 0 | 0 | 0 | 0 | 0 | 0 | 0 | 0 | 0 | 0 | 0 | 0 | 0 | 0 | 0 | 0 | 0 | 0 | 0 | 0 | 0 | 0 | 0 | 0 | 0 | 0 | 0 | 0 | 0 | 0 | 0 | 0 | 0 | 0 | 0 | 0 | 0 | 0 | 0 | 0 | 0 | 0 | 0 | 0 | 0 | 0 | 0 | 0 | 0 | 0 | 0 | 0 | 0 | 0 | 0 | 0 | 0 | 0 | 0 | 0 | 0 | 0 | 0 | 0 | 0 | 0 | 0 | 0 | 0 | 0 | 0 | 0 | 0 | 0 | 0 | 0 | 0 | 0 | 0 | 0 | 0 | 0 | 0 | 0 | 0 | 0 | 0 | 0 | 0 | 0 | 0 | 0 | 0 | 0 | 0 | 0 | 0 | 0 | 0 | 0 | 0 | 0 | 0 | 0 | 0 | 0 | 0 | 0 | 0 | 0 | 0 | 0 | 0 | 0 | 0 | 0 | 0 | 0 | 0 | 0 | 0 | 0 | 0 | 0 | 0 | 0 | 0 | 0 | 0 | 0 | 0 | 0 | 0 | 0 | 0 | 0 | 0 | 0 | 0 | 0 | 0 | 0 | 0 | 0 | 0 | 0 | 0
(5) EBITDA (3-4) | 0 | 0 | 0 | 0 | 0 | 0 | 0 | 0 | 0 | 0 | 0 | 0 | 0 | 0 | 0 | 0 | #NAME? | #NAME? | #NAME? | #NAME? | #NAME? | #NAME? | #NAME? | #NAME? | #NAME? | #NAME? | #NAME? | #NAME? | #NAME? | #NAME? | #NAME? | #NAME? | #NAME? | #NAME? | #NAME? | #NAME? | #NAME? | #NAME? | #NAME? | #NAME? | #NAME? | #NAME? | #NAME? | #NAME? | #NAME? | #NAME? | #NAME? | #NAME? | #NAME? | #NAME? | #NAME? | #NAME? | #NAME? | #NAME? | #NAME? | #NAME? | #NAME? | #NAME? | #NAME? | #NAME? | #NAME? | #NAME? | #NAME? | #NAME? | #NAME? | #NAME? | #NAME? | #NAME? | #NAME? | #NAME? | #NAME? | #NAME? | #NAME? | #NAME? | #NAME? | #NAME? | #NAME? | #NAME? | #NAME? | #NAME? | #NAME? | #NAME? | #NAME? | #NAME? | #NAME? | #NAME? | #NAME? | #NAME? | #NAME? | #NAME? | #NAME? | #NAME? | #NAME? | #NAME? | #NAME? | #NAME? | #NAME? | #NAME? | #NAME? | #NAME? | #NAME? | #NAME? | #NAME? | #NAME? | #NAME? | #NAME? | #NAME? | #NAME? | #NAME? | #NAME? | #NAME? | #NAME? | #NAME? | #NAME? | #NAME? | #NAME? | #NAME? | #NAME? | #NAME? | #NAME? | #NAME? | #NAME? | #NAME? | #NAME? | #NAME? | #NAME? | #NAME? | #NAME? | #NAME? | #NAME? | #NAME? | #NAME? | #NAME? | #NAME? | #NAME? | #NAME? | #NAME? | #NAME? | #NAME? | #NAME? | #NAME? | #NAME? | #NAME? | #NAME? | #NAME? | #NAME? | #NAME? | #NAME? | #NAME? | #NAME? | #NAME? | #NAME? | #NAME? | #NAME? | #NAME? | #NAME? | #NAME? | #NAME? | #NAME? | #NAME? | #NAME? | #NAME? | #NAME? | #NAME? | #NAME? | #NAME? | #NAME? | #NAME? | #NAME? | #NAME? | #NAME? | #NAME? | #NAME? | #NAME? | #NAME? | #NAME? | #NAME? | #NAME? | #NAME? | #NAME? | #NAME? | #NAME? | #NAME? | #NAME? | #NAME? | #NAME? | #NAME? | #NAME? | #NAME? | #NAME? | #NAME? | #NAME? | #NAME? | #NAME? | #NAME? | #NAME? | #NAME? | #NAME? | #NAME? | #NAME? | #NAME? | #NAME? | #NAME? | #NAME? | #NAME? | #NAME? | #NAME? | #NAME? | #NAME? | #NAME? | #NAME? | #NAME? | #NAME? | #NAME? | #NAME? | #NAME?
(6) DEPRECIAÇÃO | 0 | 0 | 0 | 0 | 0 | 0 | #REF! | #REF! | #REF! | #REF! | #REF! | #REF! | #REF! | #REF! | #REF! | #REF! | #REF! | #REF! | #REF! | #REF! | #REF! | #REF! | #REF! | #REF! | #REF! | #REF! | #REF! | #REF! | #REF! | #REF! | #REF! | #REF! | #REF! | #REF! | #REF! | #REF! | #REF! | #REF! | #REF! | #REF! | #REF! | #REF! | #REF! | #REF! | #REF! | #REF! | #REF! | #REF! | #REF! | #REF! | #REF! | #REF! | #REF! | #REF! | #REF! | #REF! | #REF! | #REF! | #REF! | #REF! | #REF! | #REF! | #REF! | #REF! | #REF! | #REF! | #REF! | #REF! | #REF! | #REF! | #REF! | #REF! | #REF! | #REF! | #REF! | #REF! | #REF! | #REF! | #REF! | #REF! | #REF! | #REF! | #REF! | #REF! | #REF! | #REF! | #REF! | #REF! | #REF! | #REF! | #REF! | #REF! | #REF! | #REF! | #REF! | #REF! | #REF! | #REF! | #REF! | #REF! | #REF! | #REF! | #REF! | #REF! | #REF! | #REF! | #REF! | #REF! | #REF! | #REF! | #REF! | #REF! | #REF! | #REF! | #REF! | #REF! | #REF! | #REF! | #REF! | #REF! | #REF! | #REF! | #REF! | #REF! | #REF! | #REF! | #REF! | #REF! | #REF! | #REF! | #REF! | #REF! | #REF! | #REF! | #REF! | #REF! | #REF! | #REF! | #REF! | #REF! | #REF! | #REF! | #REF! | #REF! | #REF! | #REF! | #REF! | #REF! | #REF! | #REF! | #REF! | #REF! | #REF! | #REF! | #REF! | #REF! | #REF! | #REF! | #REF! | #REF! | #REF! | #REF! | #REF! | #REF! | #REF! | #REF! | #REF! | #REF! | #REF! | #REF! | #REF! | #REF! | #REF! | #REF! | #REF! | #REF! | #REF! | #REF! | #REF! | #REF! | #REF! | #REF! | #REF! | #REF! | #REF! | #REF! | #REF! | #REF! | #REF! | #REF! | #REF! | #REF! | #REF! | #REF! | #REF! | #REF! | #REF! | #REF! | #REF! | #REF! | #REF! | #REF! | #REF! | #REF! | #REF! | #REF! | #REF! | #REF! | #REF! | #REF! | #REF! | #REF! | #REF! | #REF! | #REF! | #REF!
(7) DESPESAS FINANCEIRAS | 0 | 0 | 0 | 0 | 0 | 0 | 0 | 0 | 0 | 0 | 0 | 0 | 0 | 0 | 0 | 0 | 0 | 0 | 0 | 0 | 0 | 0 | 0 | 0 | 0 | 0 | 0 | 0 | 0 | 0 | 0 | 0 | 0 | 0 | 0 | 0 | 0 | 0 | 0 | 0 | 0 | 0 | 0 | 0 | 0 | 0 | 0 | 0 | 0 | 0 | 0 | 0 | 0 | 0 | 0 | 0 | 0 | 0 | 0 | 0 | 0 | 0 | 0 | 0 | 0 | 0 | 0 | 0 | 0 | 0 | 0 | 0 | 0 | 0 | 0 | 0 | 0 | 0 | 0 | 0 | 0 | 0 | 0 | 0 | 0 | 0 | 0 | 0 | 0 | 0 | 0 | 0 | 0 | 0 | 0 | 0 | 0 | 0 | 0 | 0 | 0 | 0 | 0 | 0 | 0 | 0 | 0 | 0 | 0 | 0 | 0 | 0 | 0 | 0 | 0 | 0 | 0 | 0 | 0 | 0 | 0 | 0 | 0 | 0 | 0 | 0 | 0 | 0 | 0 | 0 | 0 | 0 | 0 | 0 | 0 | 0 | 0 | 0 | 0 | 0 | 0 | 0 | 0 | 0 | 0 | 0 | 0 | 0 | 0 | 0 | 0 | 0 | 0 | 0 | 0 | 0 | 0 | 0 | 0 | 0 | 0 | 0 | 0 | 0 | 0 | 0 | 0 | 0 | 0 | 0 | 0 | 0 | 0 | 0 | 0 | 0 | 0 | 0 | 0 | 0 | 0 | 0 | 0 | 0 | 0 | 0 | 0 | 0 | 0 | 0 | 0 | 0 | 0 | 0 | 0 | 0 | 0 | 0 | 0 | 0 | 0 | 0 | 0 | 0 | 0 | 0 | 0 | 0 | 0 | 0 | 0 | 0 | 0 | 0 | 0 | 0
(8) LUCRO ANTES DO IMPOSTO (5-6-7) | 0 | 0 | 0 | 0 | 0 | 0 | #REF! | #REF! | #REF! | #REF! | #REF! | #REF! | #REF! | #REF! | #REF! | #REF! | #NAME? | #NAME? | #NAME? | #NAME? | #NAME? | #NAME? | #NAME? | #NAME? | #NAME? | #NAME? | #NAME? | #NAME? | #NAME? | #NAME? | #NAME? | #NAME? | #NAME? | #NAME? | #NAME? | #NAME? | #NAME? | #NAME? | #NAME? | #NAME? | #NAME? | #NAME? | #NAME? | #NAME? | #NAME? | #NAME? | #NAME? | #NAME? | #NAME? | #NAME? | #NAME? | #NAME? | #NAME? | #NAME? | #NAME? | #NAME? | #NAME? | #NAME? | #NAME? | #NAME? | #NAME? | #NAME? | #NAME? | #NAME? | #NAME? | #NAME? | #NAME? | #NAME? | #NAME? | #NAME? | #NAME? | #NAME? | #NAME? | #NAME? | #NAME? | #NAME? | #NAME? | #NAME? | #NAME? | #NAME? | #NAME? | #NAME? | #NAME? | #NAME? | #NAME? | #NAME? | #NAME? | #NAME? | #NAME? | #NAME? | #NAME? | #NAME? | #NAME? | #NAME? | #NAME? | #NAME? | #NAME? | #NAME? | #NAME? | #NAME? | #NAME? | #NAME? | #NAME? | #NAME? | #NAME? | #NAME? | #NAME? | #NAME? | #NAME? | #NAME? | #NAME? | #NAME? | #NAME? | #NAME? | #NAME? | #NAME? | #NAME? | #NAME? | #NAME? | #NAME? | #NAME? | #NAME? | #NAME? | #NAME? | #NAME? | #NAME? | #NAME? | #NAME? | #NAME? | #NAME? | #NAME? | #NAME? | #NAME? | #NAME? | #NAME? | #NAME? | #NAME? | #NAME? | #NAME? | #NAME? | #NAME? | #NAME? | #NAME? | #NAME? | #NAME? | #NAME? | #NAME? | #NAME? | #NAME? | #NAME? | #NAME? | #NAME? | #NAME? | #NAME? | #NAME? | #NAME? | #NAME? | #NAME? | #NAME? | #NAME? | #NAME? | #NAME? | #NAME? | #NAME? | #NAME? | #NAME? | #NAME? | #NAME? | #NAME? | #NAME? | #NAME? | #NAME? | #NAME? | #NAME? | #NAME? | #NAME? | #NAME? | #NAME? | #NAME? | #NAME? | #NAME? | #NAME? | #NAME? | #NAME? | #NAME? | #NAME? | #NAME? | #NAME? | #NAME? | #NAME? | #NAME? | #NAME? | #NAME? | #NAME? | #NAME? | #NAME? | #NAME? | #NAME? | #NAME? | #NAME? | #NAME? | #NAME? | #NAME? | #NAME? | #NAME? | #NAME? | #NAME? | #NAME? | #NAME? | #NAME? | #NAME? | #NAME? | #NAME? | #NAME? | #NAME? | #NAME?
(9) IRPJ / CSLL | 0 | 0 | 0 | 0 | 0 | 0 | #REF! | #REF! | #REF! | #REF! | #REF! | #REF! | #REF! | #REF! | #REF! | #REF! | #NAME? | #NAME? | #NAME? | #NAME? | #NAME? | #NAME? | #NAME? | #NAME? | #NAME? | #NAME? | #NAME? | #NAME? | #NAME? | #NAME? | #NAME? | #NAME? | #NAME? | #NAME? | #NAME? | #NAME? | #NAME? | #NAME? | #NAME? | #NAME? | #NAME? | #NAME? | #NAME? | #NAME? | #NAME? | #NAME? | #NAME? | #NAME? | #NAME? | #NAME? | #NAME? | #NAME? | #NAME? | #NAME? | #NAME? | #NAME? | #NAME? | #NAME? | #NAME? | #NAME? | #NAME? | #NAME? | #NAME? | #NAME? | #NAME? | #NAME? | #NAME? | #NAME? | #NAME? | #NAME? | #NAME? | #NAME? | #NAME? | #NAME? | #NAME? | #NAME? | #NAME? | #NAME? | #NAME? | #NAME? | #NAME? | #NAME? | #NAME? | #NAME? | #NAME? | #NAME? | #NAME? | #NAME? | #NAME? | #NAME? | #NAME? | #NAME? | #NAME? | #NAME? | #NAME? | #NAME? | #NAME? | #NAME? | #NAME? | #NAME? | #NAME? | #NAME? | #NAME? | #NAME? | #NAME? | #NAME? | #NAME? | #NAME? | #NAME? | #NAME? | #NAME? | #NAME? | #NAME? | #NAME? | #NAME? | #NAME? | #NAME? | #NAME? | #NAME? | #NAME? | #NAME? | #NAME? | #NAME? | #NAME? | #NAME? | #NAME? | #NAME? | #NAME? | #NAME? | #NAME? | #NAME? | #NAME? | #NAME? | #NAME? | #NAME? | #NAME? | #NAME? | #NAME? | #NAME? | #NAME? | #NAME? | #NAME? | #NAME? | #NAME? | #NAME? | #NAME? | #NAME? | #NAME? | #NAME? | #NAME? | #NAME? | #NAME? | #NAME? | #NAME? | #NAME? | #NAME? | #NAME? | #NAME? | #NAME? | #NAME? | #NAME? | #NAME? | #NAME? | #NAME? | #NAME? | #NAME? | #NAME? | #NAME? | #NAME? | #NAME? | #NAME? | #NAME? | #NAME? | #NAME? | #NAME? | #NAME? | #NAME? | #NAME? | #NAME? | #NAME? | #NAME? | #NAME? | #NAME? | #NAME? | #NAME? | #NAME? | #NAME? | #NAME? | #NAME? | #NAME? | #NAME? | #NAME? | #NAME? | #NAME? | #NAME? | #NAME? | #NAME? | #NAME? | #NAME? | #NAME? | #NAME? | #NAME? | #NAME? | #NAME? | #NAME? | #NAME? | #NAME? | #NAME? | #NAME? | #NAME? | #NAME? | #NAME? | #NAME? | #NAME? | #NAME? | #NAME?
(REF) Base de Cálculo | 0 | 0 | 0 | 0 | 0 | 0 | #REF! | #REF! | #REF! | #REF! | #REF! | #REF! | #REF! | #REF! | #REF! | #REF! | #NAME? | #NAME? | #NAME? | #NAME? | #NAME? | #NAME? | #NAME? | #NAME? | #NAME? | #NAME? | #NAME? | #NAME? | #NAME? | #NAME? | #NAME? | #NAME? | #NAME? | #NAME? | #NAME? | #NAME? | #NAME? | #NAME? | #NAME? | #NAME? | #NAME? | #NAME? | #NAME? | #NAME? | #NAME? | #NAME? | #NAME? | #NAME? | #NAME? | #NAME? | #NAME? | #NAME? | #NAME? | #NAME? | #NAME? | #NAME? | #NAME? | #NAME? | #NAME? | #NAME? | #NAME? | #NAME? | #NAME? | #NAME? | #NAME? | #NAME? | #NAME? | #NAME? | #NAME? | #NAME? | #NAME? | #NAME? | #NAME? | #NAME? | #NAME? | #NAME? | #NAME? | #NAME? | #NAME? | #NAME? | #NAME? | #NAME? | #NAME? | #NAME? | #NAME? | #NAME? | #NAME? | #NAME? | #NAME? | #NAME? | #NAME? | #NAME? | #NAME? | #NAME? | #NAME? | #NAME? | #NAME? | #NAME? | #NAME? | #NAME? | #NAME? | #NAME? | #NAME? | #NAME? | #NAME? | #NAME? | #NAME? | #NAME? | #NAME? | #NAME? | #NAME? | #NAME? | #NAME? | #NAME? | #NAME? | #NAME? | #NAME? | #NAME? | #NAME? | #NAME? | #NAME? | #NAME? | #NAME? | #NAME? | #NAME? | #NAME? | #NAME? | #NAME? | #NAME? | #NAME? | #NAME? | #NAME? | #NAME? | #NAME? | #NAME? | #NAME? | #NAME? | #NAME? | #NAME? | #NAME? | #NAME? | #NAME? | #NAME? | #NAME? | #NAME? | #NAME? | #NAME? | #NAME? | #NAME? | #NAME? | #NAME? | #NAME? | #NAME? | #NAME? | #NAME? | #NAME? | #NAME? | #NAME? | #NAME? | #NAME? | #NAME? | #NAME? | #NAME? | #NAME? | #NAME? | #NAME? | #NAME? | #NAME? | #NAME? | #NAME? | #NAME? | #NAME? | #NAME? | #NAME? | #NAME? | #NAME? | #NAME? | #NAME? | #NAME? | #NAME? | #NAME? | #NAME? | #NAME? | #NAME? | #NAME? | #NAME? | #NAME? | #NAME? | #NAME? | #NAME? | #NAME? | #NAME? | #NAME? | #NAME? | #NAME? | #NAME? | #NAME? | #NAME? | #NAME? | #NAME? | #NAME? | #NAME? | #NAME? | #NAME? | #NAME? | #NAME? | #NAME? | #NAME? | #NAME? | #NAME? | #NAME? | #NAME? | #NAME? | #NAME? | #NAME? | #NAME?
(+) IRPJ | 0 | 0 | 0 | 0 | 0 | 0 | #REF! | #REF! | #REF! | #REF! | #REF! | #REF! | #REF! | #REF! | #REF! | #REF! | #NAME? | #NAME? | #NAME? | #NAME? | #NAME? | #NAME? | #NAME? | #NAME? | #NAME? | #NAME? | #NAME? | #NAME? | #NAME? | #NAME? | #NAME? | #NAME? | #NAME? | #NAME? | #NAME? | #NAME? | #NAME? | #NAME? | #NAME? | #NAME? | #NAME? | #NAME? | #NAME? | #NAME? | #NAME? | #NAME? | #NAME? | #NAME? | #NAME? | #NAME? | #NAME? | #NAME? | #NAME? | #NAME? | #NAME? | #NAME? | #NAME? | #NAME? | #NAME? | #NAME? | #NAME? | #NAME? | #NAME? | #NAME? | #NAME? | #NAME? | #NAME? | #NAME? | #NAME? | #NAME? | #NAME? | #NAME? | #NAME? | #NAME? | #NAME? | #NAME? | #NAME? | #NAME? | #NAME? | #NAME? | #NAME? | #NAME? | #NAME? | #NAME? | #NAME? | #NAME? | #NAME? | #NAME? | #NAME? | #NAME? | #NAME? | #NAME? | #NAME? | #NAME? | #NAME? | #NAME? | #NAME? | #NAME? | #NAME? | #NAME? | #NAME? | #NAME? | #NAME? | #NAME? | #NAME? | #NAME? | #NAME? | #NAME? | #NAME? | #NAME? | #NAME? | #NAME? | #NAME? | #NAME? | #NAME? | #NAME? | #NAME? | #NAME? | #NAME? | #NAME? | #NAME? | #NAME? | #NAME? | #NAME? | #NAME? | #NAME? | #NAME? | #NAME? | #NAME? | #NAME? | #NAME? | #NAME? | #NAME? | #NAME? | #NAME? | #NAME? | #NAME? | #NAME? | #NAME? | #NAME? | #NAME? | #NAME? | #NAME? | #NAME? | #NAME? | #NAME? | #NAME? | #NAME? | #NAME? | #NAME? | #NAME? | #NAME? | #NAME? | #NAME? | #NAME? | #NAME? | #NAME? | #NAME? | #NAME? | #NAME? | #NAME? | #NAME? | #NAME? | #NAME? | #NAME? | #NAME? | #NAME? | #NAME? | #NAME? | #NAME? | #NAME? | #NAME? | #NAME? | #NAME? | #NAME? | #NAME? | #NAME? | #NAME? | #NAME? | #NAME? | #NAME? | #NAME? | #NAME? | #NAME? | #NAME? | #NAME? | #NAME? | #NAME? | #NAME? | #NAME? | #NAME? | #NAME? | #NAME? | #NAME? | #NAME? | #NAME? | #NAME? | #NAME? | #NAME? | #NAME? | #NAME? | #NAME? | #NAME? | #NAME? | #NAME? | #NAME? | #NAME? | #NAME? | #NAME? | #NAME? | #NAME? | #NAME? | #NAME? | #NAME? | #NAME? | #NAME?
(+) CSLL | 0 | 0 | 0 | 0 | 0 | 0 | #REF! | #REF! | #REF! | #REF! | #REF! | #REF! | #REF! | #REF! | #REF! | #REF! | #NAME? | #NAME? | #NAME? | #NAME? | #NAME? | #NAME? | #NAME? | #NAME? | #NAME? | #NAME? | #NAME? | #NAME? | #NAME? | #NAME? | #NAME? | #NAME? | #NAME? | #NAME? | #NAME? | #NAME? | #NAME? | #NAME? | #NAME? | #NAME? | #NAME? | #NAME? | #NAME? | #NAME? | #NAME? | #NAME? | #NAME? | #NAME? | #NAME? | #NAME? | #NAME? | #NAME? | #NAME? | #NAME? | #NAME? | #NAME? | #NAME? | #NAME? | #NAME? | #NAME? | #NAME? | #NAME? | #NAME? | #NAME? | #NAME? | #NAME? | #NAME? | #NAME? | #NAME? | #NAME? | #NAME? | #NAME? | #NAME? | #NAME? | #NAME? | #NAME? | #NAME? | #NAME? | #NAME? | #NAME? | #NAME? | #NAME? | #NAME? | #NAME? | #NAME? | #NAME? | #NAME? | #NAME? | #NAME? | #NAME? | #NAME? | #NAME? | #NAME? | #NAME? | #NAME? | #NAME? | #NAME? | #NAME? | #NAME? | #NAME? | #NAME? | #NAME? | #NAME? | #NAME? | #NAME? | #NAME? | #NAME? | #NAME? | #NAME? | #NAME? | #NAME? | #NAME? | #NAME? | #NAME? | #NAME? | #NAME? | #NAME? | #NAME? | #NAME? | #NAME? | #NAME? | #NAME? | #NAME? | #NAME? | #NAME? | #NAME? | #NAME? | #NAME? | #NAME? | #NAME? | #NAME? | #NAME? | #NAME? | #NAME? | #NAME? | #NAME? | #NAME? | #NAME? | #NAME? | #NAME? | #NAME? | #NAME? | #NAME? | #NAME? | #NAME? | #NAME? | #NAME? | #NAME? | #NAME? | #NAME? | #NAME? | #NAME? | #NAME? | #NAME? | #NAME? | #NAME? | #NAME? | #NAME? | #NAME? | #NAME? | #NAME? | #NAME? | #NAME? | #NAME? | #NAME? | #NAME? | #NAME? | #NAME? | #NAME? | #NAME? | #NAME? | #NAME? | #NAME? | #NAME? | #NAME? | #NAME? | #NAME? | #NAME? | #NAME? | #NAME? | #NAME? | #NAME? | #NAME? | #NAME? | #NAME? | #NAME? | #NAME? | #NAME? | #NAME? | #NAME? | #NAME? | #NAME? | #NAME? | #NAME? | #NAME? | #NAME? | #NAME? | #NAME? | #NAME? | #NAME? | #NAME? | #NAME? | #NAME? | #NAME? | #NAME? | #NAME? | #NAME? | #NAME? | #NAME? | #NAME? | #NAME? | #NAME? | #NAME? | #NAME? | #NAME? | #NAME?
(10) LUCRO LÍQUIDO (8-9) | 0 | 0 | 0 | 0 | 0 | 0 | #REF! | #REF! | #REF! | #REF! | #REF! | #REF! | #REF! | #REF! | #REF! | #REF! | #NAME? | #NAME? | #NAME? | #NAME? | #NAME? | #NAME? | #NAME? | #NAME? | #NAME? | #NAME? | #NAME? | #NAME? | #NAME? | #NAME? | #NAME? | #NAME? | #NAME? | #NAME? | #NAME? | #NAME? | #NAME? | #NAME? | #NAME? | #NAME? | #NAME? | #NAME? | #NAME? | #NAME? | #NAME? | #NAME? | #NAME? | #NAME? | #NAME? | #NAME? | #NAME? | #NAME? | #NAME? | #NAME? | #NAME? | #NAME? | #NAME? | #NAME? | #NAME? | #NAME? | #NAME? | #NAME? | #NAME? | #NAME? | #NAME? | #NAME? | #NAME? | #NAME? | #NAME? | #NAME? | #NAME? | #NAME? | #NAME? | #NAME? | #NAME? | #NAME? | #NAME? | #NAME? | #NAME? | #NAME? | #NAME? | #NAME? | #NAME? | #NAME? | #NAME? | #NAME? | #NAME? | #NAME? | #NAME? | #NAME? | #NAME? | #NAME? | #NAME? | #NAME? | #NAME? | #NAME? | #NAME? | #NAME? | #NAME? | #NAME? | #NAME? | #NAME? | #NAME? | #NAME? | #NAME? | #NAME? | #NAME? | #NAME? | #NAME? | #NAME? | #NAME? | #NAME? | #NAME? | #NAME? | #NAME? | #NAME? | #NAME? | #NAME? | #NAME? | #NAME? | #NAME? | #NAME? | #NAME? | #NAME? | #NAME? | #NAME? | #NAME? | #NAME? | #NAME? | #NAME? | #NAME? | #NAME? | #NAME? | #NAME? | #NAME? | #NAME? | #NAME? | #NAME? | #NAME? | #NAME? | #NAME? | #NAME? | #NAME? | #NAME? | #NAME? | #NAME? | #NAME? | #NAME? | #NAME? | #NAME? | #NAME? | #NAME? | #NAME? | #NAME? | #NAME? | #NAME? | #NAME? | #NAME? | #NAME? | #NAME? | #NAME? | #NAME? | #NAME? | #NAME? | #NAME? | #NAME? | #NAME? | #NAME? | #NAME? | #NAME? | #NAME? | #NAME? | #NAME? | #NAME? | #NAME? | #NAME? | #NAME? | #NAME? | #NAME? | #NAME? | #NAME? | #NAME? | #NAME? | #NAME? | #NAME? | #NAME? | #NAME? | #NAME? | #NAME? | #NAME? | #NAME? | #NAME? | #NAME? | #NAME? | #NAME? | #NAME? | #NAME? | #NAME? | #NAME? | #NAME? | #NAME? | #NAME? | #NAME? | #NAME? | #NAME? | #NAME? | #NAME? | #NAME? | #NAME? | #NAME? | #NAME? | #NAME? | #NAME? | #NAME? | #NAME? | #NAME?
(11) CAPEX | 0 | 0 | 0 | 0 | 0 | 0 | #REF! | #REF! | #REF! | #REF! | #REF! | #REF! | #REF! | #REF! | #REF! | #REF! | #REF! | #REF! | #REF! | #REF! | #REF! | #REF! | #REF! | #REF! | #REF! | #REF! | #REF! | #REF! | #REF! | #REF! | #REF! | #REF! | #REF! | #REF! | #REF! | #REF! | #REF! | #REF! | #REF! | #REF! | #REF! | #REF! | #REF! | #REF! | #REF! | #REF! | #REF! | #REF! | #REF! | #REF! | #REF! | #REF! | #REF! | #REF! | #REF! | #REF! | #REF! | #REF! | #REF! | #REF! | #REF! | #REF! | #REF! | #REF! | #REF! | #REF! | #REF! | #REF! | #REF! | #REF! | #REF! | #REF! | #REF! | #REF! | #REF! | #REF! | #REF! | #REF! | #REF! | #REF! | #REF! | #REF! | #REF! | #REF! | #REF! | #REF! | #REF! | #REF! | #REF! | #REF! | #REF! | #REF! | #REF! | #REF! | #REF! | #REF! | #REF! | #REF! | #REF! | #REF! | #REF! | #REF! | #REF! | #REF! | #REF! | #REF! | #REF! | #REF! | #REF! | #REF! | #REF! | #REF! | #REF! | #REF! | #REF! | #REF! | #REF! | #REF! | #REF! | #REF! | #REF! | #REF! | #REF! | #REF! | #REF! | #REF! | #REF! | #REF! | #REF! | #REF! | #REF! | #REF! | #REF! | #REF! | #REF! | #REF! | #REF! | #REF! | #REF! | #REF! | #REF! | #REF! | #REF! | #REF! | #REF! | #REF! | #REF! | #REF! | #REF! | #REF! | #REF! | #REF! | #REF! | #REF! | #REF! | #REF! | #REF! | #REF! | #REF! | #REF! | #REF! | #REF! | #REF! | #REF! | #REF! | #REF! | #REF! | #REF! | #REF! | #REF! | #REF! | #REF! | #REF! | #REF! | #REF! | #REF! | #REF! | #REF! | #REF! | #REF! | #REF! | #REF! | #REF! | #REF! | #REF! | #REF! | #REF! | #REF! | #REF! | #REF! | #REF! | #REF! | #REF! | #REF! | #REF! | #REF! | #REF! | #REF! | #REF! | #REF! | #REF! | #REF! | #REF! | #REF! | #REF! | #REF! | #REF! | #REF! | #REF! | #REF! | #REF! | #REF! | #REF! | #REF! | #REF! | #REF!
Fase 0 - Despesas Pré-operacionais | 0 | 0 | 0 | 0 | 0 | 0 | 0 | 0 | 0 | 0 | 0 | 0 | 0 | 0 | 0 | 0 | 0 | 0 | 0 | 0 | 0 | 0 | 0 | 0 | 0 | 0 | 0 | 0 | 0 | 0 | 0 | 0 | 0 | 0 | 0 | 0 | 0 | 0 | 0 | 0 | 0 | 0 | 0 | 0 | 0 | 0 | 0 | 0 | 0 | 0 | 0 | 0 | 0 | 0 | 0 | 0 | 0 | 0 | 0 | 0 | 0 | 0 | 0 | 0 | 0 | 0 | 0 | 0 | 0 | 0 | 0 | 0 | 0 | 0 | 0 | 0 | 0 | 0 | 0 | 0 | 0 | 0 | 0 | 0 | 0 | 0 | 0 | 0 | 0 | 0 | 0 | 0 | 0 | 0 | 0 | 0 | 0 | 0 | 0 | 0 | 0 | 0 | 0 | 0 | 0 | 0 | 0 | 0 | 0 | 0 | 0 | 0 | 0 | 0 | 0 | 0 | 0 | 0 | 0 | 0 | 0 | 0 | 0 | 0 | 0 | 0 | 0 | 0 | 0 | 0 | 0 | 0 | 0 | 0 | 0 | 0 | 0 | 0 | 0 | 0 | 0 | 0 | 0 | 0 | 0 | 0 | 0 | 0 | 0 | 0 | 0 | 0 | 0 | 0 | 0 | 0 | 0 | 0 | 0 | 0 | 0 | 0 | 0 | 0 | 0 | 0 | 0 | 0 | 0 | 0 | 0 | 0 | 0 | 0 | 0 | 0 | 0 | 0 | 0 | 0 | 0 | 0 | 0 | 0 | 0 | 0 | 0 | 0 | 0 | 0 | 0 | 0 | 0 | 0 | 0 | 0 | 0 | 0 | 0 | 0 | 0 | 0 | 0 | 0 | 0 | 0 | 0 | 0 | 0 | 0 | 0 | 0 | 0 | 0 | 0 | 0
Fase 1 - Investimento para reforma do(s) Imóvel(is) | 0 | 0 | 0 | 0 | 0 | 0 | 0 | 0 | 0 | 0 | 0 | 0 | 0 | 0 | 0 | 0 | 0 | 0 | 0 | 0 | 0 | 0 | 0 | 0 | 0 | 0 | 0 | 0 | 0 | 0 | 0 | 0 | 0 | 0 | 0 | 0 | 0 | 0 | 0 | 0 | 0 | 0 | 0 | 0 | 0 | 0 | 0 | 0 | 0 | 0 | 0 | 0 | 0 | 0 | 0 | 0 | 0 | 0 | 0 | 0 | 0 | 0 | 0 | 0 | 0 | 0 | 0 | 0 | 0 | 0 | 0 | 0 | 0 | 0 | 0 | 0 | 0 | 0 | 0 | 0 | 0 | 0 | 0 | 0 | 0 | 0 | 0 | 0 | 0 | 0 | 0 | 0 | 0 | 0 | 0 | 0 | 0 | 0 | 0 | 0 | 0 | 0 | 0 | 0 | 0 | 0 | 0 | 0 | 0 | 0 | 0 | 0 | 0 | 0 | 0 | 0 | 0 | 0 | 0 | 0 | 0 | 0 | 0 | 0 | 0 | 0 | 0 | 0 | 0 | 0 | 0 | 0 | 0 | 0 | 0 | 0 | 0 | 0 | 0 | 0 | 0 | 0 | 0 | 0 | 0 | 0 | 0 | 0 | 0 | 0 | 0 | 0 | 0 | 0 | 0 | 0 | 0 | 0 | 0 | 0 | 0 | 0 | 0 | 0 | 0 | 0 | 0 | 0 | 0 | 0 | 0 | 0 | 0 | 0 | 0 | 0 | 0 | 0 | 0 | 0 | 0 | 0 | 0 | 0 | 0 | 0 | 0 | 0 | 0 | 0 | 0 | 0 | 0 | 0 | 0 | 0 | 0 | 0 | 0 | 0 | 0 | 0 | 0 | 0 | 0 | 0 | 0 | 0 | 0 | 0 | 0 | 0 | 0 | 0 | 0 | 0
Fase 1 - Mobiliário, Computadores e periféricos | 0 | 0 | 0 | 0 | 0 | 0 | 0 | 0 | 0 | 0 | 0 | 0 | 0 | 0 | 0 | 0 | 0 | 0 | 0 | 0 | 0 | 0 | 0 | 0 | 0 | 0 | 0 | 0 | 0 | 0 | 0 | 0 | 0 | 0 | 0 | 0 | 0 | 0 | 0 | 0 | 0 | 0 | 0 | 0 | 0 | 0 | 0 | 0 | 0 | 0 | 0 | 0 | 0 | 0 | 0 | 0 | 0 | 0 | 0 | 0 | 0 | 0 | 0 | 0 | 0 | 0 | 0 | 0 | 0 | 0 | 0 | 0 | 0 | 0 | 0 | 0 | 0 | 0 | 0 | 0 | 0 | 0 | 0 | 0 | 0 | 0 | 0 | 0 | 0 | 0 | 0 | 0 | 0 | 0 | 0 | 0 | 0 | 0 | 0 | 0 | 0 | 0 | 0 | 0 | 0 | 0 | 0 | 0 | 0 | 0 | 0 | 0 | 0 | 0 | 0 | 0 | 0 | 0 | 0 | 0 | 0 | 0 | 0 | 0 | 0 | 0 | 0 | 0 | 0 | 0 | 0 | 0 | 0 | 0 | 0 | 0 | 0 | 0 | 0 | 0 | 0 | 0 | 0 | 0 | 0 | 0 | 0 | 0 | 0 | 0 | 0 | 0 | 0 | 0 | 0 | 0 | 0 | 0 | 0 | 0 | 0 | 0 | 0 | 0 | 0 | 0 | 0 | 0 | 0 | 0 | 0 | 0 | 0 | 0 | 0 | 0 | 0 | 0 | 0 | 0 | 0 | 0 | 0 | 0 | 0 | 0 | 0 | 0 | 0 | 0 | 0 | 0 | 0 | 0 | 0 | 0 | 0 | 0 | 0 | 0 | 0 | 0 | 0 | 0 | 0 | 0 | 0 | 0 | 0 | 0 | 0 | 0 | 0 | 0 | 0 | 0
Fase 1 - Sistemas e Projetos | 0 | 0 | 0 | 0 | 0 | 0 | 0 | 0 | 0 | 0 | 0 | 0 | 0 | 0 | 0 | 0 | 0 | 0 | 0 | 0 | 0 | 0 | 0 | 0 | 0 | 0 | 0 | 0 | 0 | 0 | 0 | 0 | 0 | 0 | 0 | 0 | 0 | 0 | 0 | 0 | 0 | 0 | 0 | 0 | 0 | 0 | 0 | 0 | 0 | 0 | 0 | 0 | 0 | 0 | 0 | 0 | 0 | 0 | 0 | 0 | 0 | 0 | 0 | 0 | 0 | 0 | 0 | 0 | 0 | 0 | 0 | 0 | 0 | 0 | 0 | 0 | 0 | 0 | 0 | 0 | 0 | 0 | 0 | 0 | 0 | 0 | 0 | 0 | 0 | 0 | 0 | 0 | 0 | 0 | 0 | 0 | 0 | 0 | 0 | 0 | 0 | 0 | 0 | 0 | 0 | 0 | 0 | 0 | 0 | 0 | 0 | 0 | 0 | 0 | 0 | 0 | 0 | 0 | 0 | 0 | 0 | 0 | 0 | 0 | 0 | 0 | 0 | 0 | 0 | 0 | 0 | 0 | 0 | 0 | 0 | 0 | 0 | 0 | 0 | 0 | 0 | 0 | 0 | 0 | 0 | 0 | 0 | 0 | 0 | 0 | 0 | 0 | 0 | 0 | 0 | 0 | 0 | 0 | 0 | 0 | 0 | 0 | 0 | 0 | 0 | 0 | 0 | 0 | 0 | 0 | 0 | 0 | 0 | 0 | 0 | 0 | 0 | 0 | 0 | 0 | 0 | 0 | 0 | 0 | 0 | 0 | 0 | 0 | 0 | 0 | 0 | 0 | 0 | 0 | 0 | 0 | 0 | 0 | 0 | 0 | 0 | 0 | 0 | 0 | 0 | 0 | 0 | 0 | 0 | 0 | 0 | 0 | 0 | 0 | 0 | 0
Fase 2 - Iluminação de Festividades | 0 | 0 | 0 | 0 | 0 | 0 | 0 | 0 | 0 | 0 | 0 | 0 | 0 | 0 | 0 | 0 | 0 | 0 | 0 | 0 | 0 | 0 | 0 | 0 | 0 | 0 | 0 | 0 | 0 | 0 | 0 | 0 | 0 | 0 | 0 | 0 | 0 | 0 | 0 | 0 | 0 | 0 | 0 | 0 | 0 | 0 | 0 | 0 | 0 | 0 | 0 | 0 | 0 | 0 | 0 | 0 | 0 | 0 | 0 | 0 | 0 | 0 | 0 | 0 | 0 | 0 | 0 | 0 | 0 | 0 | 0 | 0 | 0 | 0 | 0 | 0 | 0 | 0 | 0 | 0 | 0 | 0 | 0 | 0 | 0 | 0 | 0 | 0 | 0 | 0 | 0 | 0 | 0 | 0 | 0 | 0 | 0 | 0 | 0 | 0 | 0 | 0 | 0 | 0 | 0 | 0 | 0 | 0 | 0 | 0 | 0 | 0 | 0 | 0 | 0 | 0 | 0 | 0 | 0 | 0 | 0 | 0 | 0 | 0 | 0 | 0 | 0 | 0 | 0 | 0 | 0 | 0 | 0 | 0 | 0 | 0 | 0 | 0 | 0 | 0 | 0 | 0 | 0 | 0 | 0 | 0 | 0 | 0 | 0 | 0 | 0 | 0 | 0 | 0 | 0 | 0 | 0 | 0 | 0 | 0 | 0 | 0 | 0 | 0 | 0 | 0 | 0 | 0 | 0 | 0 | 0 | 0 | 0 | 0 | 0 | 0 | 0 | 0 | 0 | 0 | 0 | 0 | 0 | 0 | 0 | 0 | 0 | 0 | 0 | 0 | 0 | 0 | 0 | 0 | 0 | 0 | 0 | 0 | 0 | 0 | 0 | 0 | 0 | 0 | 0 | 0 | 0 | 0 | 0 | 0 | 0 | 0 | 0 | 0 | 0 | 0
Fase 2 - Iluminação Viária (V4/V5) Exclusivos | 0 | 0 | 0 | 0 | 0 | 0 | 0 | 0 | 0 | 0 | 0 | 0 | 0 | 0 | 0 | 0 | 0 | 0 | 0 | 0 | 0 | 0 | 0 | 0 | 0 | 0 | 0 | 0 | 0 | 0 | 0 | 0 | 0 | 0 | 0 | 0 | 0 | 0 | 0 | 0 | 0 | 0 | 0 | 0 | 0 | 0 | 0 | 0 | 0 | 0 | 0 | 0 | 0 | 0 | 0 | 0 | 0 | 0 | 0 | 0 | 0 | 0 | 0 | 0 | 0 | 0 | 0 | 0 | 0 | 0 | 0 | 0 | 0 | 0 | 0 | 0 | 0 | 0 | 0 | 0 | 0 | 0 | 0 | 0 | 0 | 0 | 0 | 0 | 0 | 0 | 0 | 0 | 0 | 0 | 0 | 0 | 0 | 0 | 0 | 0 | 0 | 0 | 0 | 0 | 0 | 0 | 0 | 0 | 0 | 0 | 0 | 0 | 0 | 0 | 0 | 0 | 0 | 0 | 0 | 0 | 0 | 0 | 0 | 0 | 0 | 0 | 0 | 0 | 0 | 0 | 0 | 0 | 0 | 0 | 0 | 0 | 0 | 0 | 0 | 0 | 0 | 0 | 0 | 0 | 0 | 0 | 0 | 0 | 0 | 0 | 0 | 0 | 0 | 0 | 0 | 0 | 0 | 0 | 0 | 0 | 0 | 0 | 0 | 0 | 0 | 0 | 0 | 0 | 0 | 0 | 0 | 0 | 0 | 0 | 0 | 0 | 0 | 0 | 0 | 0 | 0 | 0 | 0 | 0 | 0 | 0 | 0 | 0 | 0 | 0 | 0 | 0 | 0 | 0 | 0 | 0 | 0 | 0 | 0 | 0 | 0 | 0 | 0 | 0 | 0 | 0 | 0 | 0 | 0 | 0 | 0 | 0 | 0 | 0 | 0 | 0
Fase 2 - Iluminação Viária (V1...V3) Exclusivos | 0 | 0 | 0 | 0 | 0 | 0 | #REF! | #REF! | #REF! | #REF! | #REF! | #REF! | #REF! | #REF! | #REF! | #REF! | #REF! | #REF! | #REF! | #REF! | #REF! | #REF! | #REF! | #REF! | #REF! | #REF! | #REF! | #REF! | #REF! | #REF! | #REF! | #REF! | #REF! | #REF! | #REF! | #REF! | #REF! | #REF! | #REF! | #REF! | #REF! | #REF! | #REF! | #REF! | #REF! | #REF! | #REF! | #REF! | #REF! | #REF! | #REF! | #REF! | #REF! | #REF! | #REF! | #REF! | #REF! | #REF! | #REF! | #REF! | #REF! | #REF! | #REF! | #REF! | #REF! | #REF! | #REF! | #REF! | #REF! | #REF! | #REF! | #REF! | #REF! | #REF! | #REF! | #REF! | #REF! | #REF! | #REF! | #REF! | #REF! | #REF! | #REF! | #REF! | #REF! | #REF! | #REF! | #REF! | #REF! | #REF! | #REF! | #REF! | #REF! | #REF! | #REF! | #REF! | #REF! | #REF! | #REF! | #REF! | #REF! | #REF! | #REF! | #REF! | #REF! | #REF! | #REF! | #REF! | #REF! | #REF! | #REF! | #REF! | #REF! | #REF! | #REF! | #REF! | #REF! | #REF! | #REF! | #REF! | #REF! | #REF! | #REF! | #REF! | #REF! | #REF! | #REF! | #REF! | #REF! | #REF! | #REF! | #REF! | #REF! | #REF! | #REF! | #REF! | #REF! | #REF! | #REF! | #REF! | #REF! | #REF! | #REF! | #REF! | #REF! | #REF! | #REF! | #REF! | #REF! | #REF! | #REF! | #REF! | #REF! | #REF! | #REF! | #REF! | #REF! | #REF! | #REF! | #REF! | #REF! | #REF! | #REF! | #REF! | #REF! | #REF! | #REF! | #REF! | #REF! | #REF! | #REF! | #REF! | #REF! | #REF! | #REF! | #REF! | #REF! | #REF! | #REF! | #REF! | #REF! | #REF! | #REF! | #REF! | #REF! | #REF! | #REF! | #REF! | #REF! | #REF! | #REF! | #REF! | #REF! | #REF! | #REF! | #REF! | #REF! | #REF! | #REF! | #REF! | #REF! | #REF! | #REF! | #REF! | #REF! | #REF! | #REF! | #REF! | #REF! | #REF! | #REF! | #REF! | #REF! | #REF! | #REF! | #REF!
Fase 2 - Iluminação Viária (V4/V5) Compartilhados | 0 | 0 | 0 | 0 | 0 | 0 | 0 | 0 | 0 | 0 | 0 | 0 | 0 | 0 | 0 | 0 | 0 | 0 | 0 | 0 | 0 | 0 | 0 | 0 | 0 | 0 | 0 | 0 | 0 | 0 | 0 | 0 | 0 | 0 | 0 | 0 | 0 | 0 | 0 | 0 | 0 | 0 | 0 | 0 | 0 | 0 | 0 | 0 | 0 | 0 | 0 | 0 | 0 | 0 | 0 | 0 | 0 | 0 | 0 | 0 | 0 | 0 | 0 | 0 | 0 | 0 | 0 | 0 | 0 | 0 | 0 | 0 | 0 | 0 | 0 | 0 | 0 | 0 | 0 | 0 | 0 | 0 | 0 | 0 | 0 | 0 | 0 | 0 | 0 | 0 | 0 | 0 | 0 | 0 | 0 | 0 | 0 | 0 | 0 | 0 | 0 | 0 | 0 | 0 | 0 | 0 | 0 | 0 | 0 | 0 | 0 | 0 | 0 | 0 | 0 | 0 | 0 | 0 | 0 | 0 | 0 | 0 | 0 | 0 | 0 | 0 | 0 | 0 | 0 | 0 | 0 | 0 | 0 | 0 | 0 | 0 | 0 | 0 | 0 | 0 | 0 | 0 | 0 | 0 | 0 | 0 | 0 | 0 | 0 | 0 | 0 | 0 | 0 | 0 | 0 | 0 | 0 | 0 | 0 | 0 | 0 | 0 | 0 | 0 | 0 | 0 | 0 | 0 | 0 | 0 | 0 | 0 | 0 | 0 | 0 | 0 | 0 | 0 | 0 | 0 | 0 | 0 | 0 | 0 | 0 | 0 | 0 | 0 | 0 | 0 | 0 | 0 | 0 | 0 | 0 | 0 | 0 | 0 | 0 | 0 | 0 | 0 | 0 | 0 | 0 | 0 | 0 | 0 | 0 | 0 | 0 | 0 | 0 | 0 | 0 | 0
Fase 2 - Iluminação Viária (V1...V3) Compartilhados | 0 | 0 | 0 | 0 | 0 | 0 | #REF! | #REF! | #REF! | #REF! | #REF! | #REF! | #REF! | #REF! | #REF! | #REF! | #REF! | #REF! | #REF! | #REF! | #REF! | #REF! | #REF! | #REF! | #REF! | #REF! | #REF! | #REF! | #REF! | #REF! | #REF! | #REF! | #REF! | #REF! | #REF! | #REF! | #REF! | #REF! | #REF! | #REF! | #REF! | #REF! | #REF! | #REF! | #REF! | #REF! | #REF! | #REF! | #REF! | #REF! | #REF! | #REF! | #REF! | #REF! | #REF! | #REF! | #REF! | #REF! | #REF! | #REF! | #REF! | #REF! | #REF! | #REF! | #REF! | #REF! | #REF! | #REF! | #REF! | #REF! | #REF! | #REF! | #REF! | #REF! | #REF! | #REF! | #REF! | #REF! | #REF! | #REF! | #REF! | #REF! | #REF! | #REF! | #REF! | #REF! | #REF! | #REF! | #REF! | #REF! | #REF! | #REF! | #REF! | #REF! | #REF! | #REF! | #REF! | #REF! | #REF! | #REF! | #REF! | #REF! | #REF! | #REF! | #REF! | #REF! | #REF! | #REF! | #REF! | #REF! | #REF! | #REF! | #REF! | #REF! | #REF! | #REF! | #REF! | #REF! | #REF! | #REF! | #REF! | #REF! | #REF! | #REF! | #REF! | #REF! | #REF! | #REF! | #REF! | #REF! | #REF! | #REF! | #REF! | #REF! | #REF! | #REF! | #REF! | #REF! | #REF! | #REF! | #REF! | #REF! | #REF! | #REF! | #REF! | #REF! | #REF! | #REF! | #REF! | #REF! | #REF! | #REF! | #REF! | #REF! | #REF! | #REF! | #REF! | #REF! | #REF! | #REF! | #REF! | #REF! | #REF! | #REF! | #REF! | #REF! | #REF! | #REF! | #REF! | #REF! | #REF! | #REF! | #REF! | #REF! | #REF! | #REF! | #REF! | #REF! | #REF! | #REF! | #REF! | #REF! | #REF! | #REF! | #REF! | #REF! | #REF! | #REF! | #REF! | #REF! | #REF! | #REF! | #REF! | #REF! | #REF! | #REF! | #REF! | #REF! | #REF! | #REF! | #REF! | #REF! | #REF! | #REF! | #REF! | #REF! | #REF! | #REF! | #REF! | #REF! | #REF! | #REF! | #REF! | #REF! | #REF! | #REF!
Fase 2 - Iluminação EPL | 0 | 0 | 0 | 0 | 0 | 0 | 0 | 0 | 0 | 0 | 0 | 0 | 0 | 0 | 0 | 0 | 0 | 0 | 0 | 0 | 0 | 0 | 0 | 0 | 0 | 0 | 0 | 0 | 0 | 0 | 0 | 0 | 0 | 0 | 0 | 0 | 0 | 0 | 0 | 0 | 0 | 0 | 0 | 0 | 0 | 0 | 0 | 0 | 0 | 0 | 0 | 0 | 0 | 0 | 0 | 0 | 0 | 0 | 0 | 0 | 0 | 0 | 0 | 0 | 0 | 0 | 0 | 0 | 0 | 0 | 0 | 0 | 0 | 0 | 0 | 0 | 0 | 0 | 0 | 0 | 0 | 0 | 0 | 0 | 0 | 0 | 0 | 0 | 0 | 0 | 0 | 0 | 0 | 0 | 0 | 0 | 0 | 0 | 0 | 0 | 0 | 0 | 0 | 0 | 0 | 0 | 0 | 0 | 0 | 0 | 0 | 0 | 0 | 0 | 0 | 0 | 0 | 0 | 0 | 0 | 0 | 0 | 0 | 0 | 0 | 0 | 0 | 0 | 0 | 0 | 0 | 0 | 0 | 0 | 0 | 0 | 0 | 0 | 0 | 0 | 0 | 0 | 0 | 0 | 0 | 0 | 0 | 0 | 0 | 0 | 0 | 0 | 0 | 0 | 0 | 0 | 0 | 0 | 0 | 0 | 0 | 0 | 0 | 0 | 0 | 0 | 0 | 0 | 0 | 0 | 0 | 0 | 0 | 0 | 0 | 0 | 0 | 0 | 0 | 0 | 0 | 0 | 0 | 0 | 0 | 0 | 0 | 0 | 0 | 0 | 0 | 0 | 0 | 0 | 0 | 0 | 0 | 0 | 0 | 0 | 0 | 0 | 0 | 0 | 0 | 0 | 0 | 0 | 0 | 0 | 0 | 0 | 0 | 0 | 0 | 0
Fase 2 - Iluminação FTP | 0 | 0 | 0 | 0 | 0 | 0 | 0 | 0 | 0 | 0 | 0 | 0 | 0 | 0 | 0 | 0 | 0 | 0 | 0 | 0 | 0 | 0 | 0 | 0 | 0 | 0 | 0 | 0 | 0 | 0 | 0 | 0 | 0 | 0 | 0 | 0 | 0 | 0 | 0 | 0 | 0 | 0 | 0 | 0 | 0 | 0 | 0 | 0 | 0 | 0 | 0 | 0 | 0 | 0 | 0 | 0 | 0 | 0 | 0 | 0 | 0 | 0 | 0 | 0 | 0 | 0 | 0 | 0 | 0 | 0 | 0 | 0 | 0 | 0 | 0 | 0 | 0 | 0 | 0 | 0 | 0 | 0 | 0 | 0 | 0 | 0 | 0 | 0 | 0 | 0 | 0 | 0 | 0 | 0 | 0 | 0 | 0 | 0 | 0 | 0 | 0 | 0 | 0 | 0 | 0 | 0 | 0 | 0 | 0 | 0 | 0 | 0 | 0 | 0 | 0 | 0 | 0 | 0 | 0 | 0 | 0 | 0 | 0 | 0 | 0 | 0 | 0 | 0 | 0 | 0 | 0 | 0 | 0 | 0 | 0 | 0 | 0 | 0 | 0 | 0 | 0 | 0 | 0 | 0 | 0 | 0 | 0 | 0 | 0 | 0 | 0 | 0 | 0 | 0 | 0 | 0 | 0 | 0 | 0 | 0 | 0 | 0 | 0 | 0 | 0 | 0 | 0 | 0 | 0 | 0 | 0 | 0 | 0 | 0 | 0 | 0 | 0 | 0 | 0 | 0 | 0 | 0 | 0 | 0 | 0 | 0 | 0 | 0 | 0 | 0 | 0 | 0 | 0 | 0 | 0 | 0 | 0 | 0 | 0 | 0 | 0 | 0 | 0 | 0 | 0 | 0 | 0 | 0 | 0 | 0 | 0 | 0 | 0 | 0 | 0 | 0
Fase 2 - Iluminação Ciclovia | 0 | 0 | 0 | 0 | 0 | 0 | 0 | 0 | 0 | 0 | 0 | 0 | 0 | 0 | 0 | 0 | 0 | 0 | 0 | 0 | 0 | 0 | 0 | 0 | 0 | 0 | 0 | 0 | 0 | 0 | 0 | 0 | 0 | 0 | 0 | 0 | 0 | 0 | 0 | 0 | 0 | 0 | 0 | 0 | 0 | 0 | 0 | 0 | 0 | 0 | 0 | 0 | 0 | 0 | 0 | 0 | 0 | 0 | 0 | 0 | 0 | 0 | 0 | 0 | 0 | 0 | 0 | 0 | 0 | 0 | 0 | 0 | 0 | 0 | 0 | 0 | 0 | 0 | 0 | 0 | 0 | 0 | 0 | 0 | 0 | 0 | 0 | 0 | 0 | 0 | 0 | 0 | 0 | 0 | 0 | 0 | 0 | 0 | 0 | 0 | 0 | 0 | 0 | 0 | 0 | 0 | 0 | 0 | 0 | 0 | 0 | 0 | 0 | 0 | 0 | 0 | 0 | 0 | 0 | 0 | 0 | 0 | 0 | 0 | 0 | 0 | 0 | 0 | 0 | 0 | 0 | 0 | 0 | 0 | 0 | 0 | 0 | 0 | 0 | 0 | 0 | 0 | 0 | 0 | 0 | 0 | 0 | 0 | 0 | 0 | 0 | 0 | 0 | 0 | 0 | 0 | 0 | 0 | 0 | 0 | 0 | 0 | 0 | 0 | 0 | 0 | 0 | 0 | 0 | 0 | 0 | 0 | 0 | 0 | 0 | 0 | 0 | 0 | 0 | 0 | 0 | 0 | 0 | 0 | 0 | 0 | 0 | 0 | 0 | 0 | 0 | 0 | 0 | 0 | 0 | 0 | 0 | 0 | 0 | 0 | 0 | 0 | 0 | 0 | 0 | 0 | 0 | 0 | 0 | 0 | 0 | 0 | 0 | 0 | 0 | 0
Fase 2 - Iluminação Especial | 0 | 0 | 0 | 0 | 0 | 0 | 0 | 0 | 0 | 0 | 0 | 0 | 0 | 0 | 0 | 0 | 0 | 0 | 0 | 0 | 0 | 0 | 0 | 0 | 0 | 0 | 0 | 0 | 0 | 0 | 0 | 0 | 0 | 0 | 0 | 0 | 0 | 0 | 0 | 0 | 0 | 0 | 0 | 0 | 0 | 0 | 0 | 0 | 0 | 0 | 0 | 0 | 0 | 0 | 0 | 0 | 0 | 0 | 0 | 0 | 0 | 0 | 0 | 0 | 0 | 0 | 0 | 0 | 0 | 0 | 0 | 0 | 0 | 0 | 0 | 0 | 0 | 0 | 0 | 0 | 0 | 0 | 0 | 0 | 0 | 0 | 0 | 0 | 0 | 0 | 0 | 0 | 0 | 0 | 0 | 0 | 0 | 0 | 0 | 0 | 0 | 0 | 0 | 0 | 0 | 0 | 0 | 0 | 0 | 0 | 0 | 0 | 0 | 0 | 0 | 0 | 0 | 0 | 0 | 0 | 0 | 0 | 0 | 0 | 0 | 0 | 0 | 0 | 0 | 0 | 0 | 0 | 0 | 0 | 0 | 0 | 0 | 0 | 0 | 0 | 0 | 0 | 0 | 0 | 0 | 0 | 0 | 0 | 0 | 0 | 0 | 0 | 0 | 0 | 0 | 0 | 0 | 0 | 0 | 0 | 0 | 0 | 0 | 0 | 0 | 0 | 0 | 0 | 0 | 0 | 0 | 0 | 0 | 0 | 0 | 0 | 0 | 0 | 0 | 0 | 0 | 0 | 0 | 0 | 0 | 0 | 0 | 0 | 0 | 0 | 0 | 0 | 0 | 0 | 0 | 0 | 0 | 0 | 0 | 0 | 0 | 0 | 0 | 0 | 0 | 0 | 0 | 0 | 0 | 0 | 0 | 0 | 0 | 0 | 0 | 0
Fase 2 - Iluminação Rural | 0 | 0 | 0 | 0 | 0 | 0 | 0 | 0 | 0 | 0 | 0 | 0 | 0 | 0 | 0 | 0 | 0 | 0 | 0 | 0 | 0 | 0 | 0 | 0 | 0 | 0 | 0 | 0 | 0 | 0 | 0 | 0 | 0 | 0 | 0 | 0 | 0 | 0 | 0 | 0 | 0 | 0 | 0 | 0 | 0 | 0 | 0 | 0 | 0 | 0 | 0 | 0 | 0 | 0 | 0 | 0 | 0 | 0 | 0 | 0 | 0 | 0 | 0 | 0 | 0 | 0 | 0 | 0 | 0 | 0 | 0 | 0 | 0 | 0 | 0 | 0 | 0 | 0 | 0 | 0 | 0 | 0 | 0 | 0 | 0 | 0 | 0 | 0 | 0 | 0 | 0 | 0 | 0 | 0 | 0 | 0 | 0 | 0 | 0 | 0 | 0 | 0 | 0 | 0 | 0 | 0 | 0 | 0 | 0 | 0 | 0 | 0 | 0 | 0 | 0 | 0 | 0 | 0 | 0 | 0 | 0 | 0 | 0 | 0 | 0 | 0 | 0 | 0 | 0 | 0 | 0 | 0 | 0 | 0 | 0 | 0 | 0 | 0 | 0 | 0 | 0 | 0 | 0 | 0 | 0 | 0 | 0 | 0 | 0 | 0 | 0 | 0 | 0 | 0 | 0 | 0 | 0 | 0 | 0 | 0 | 0 | 0 | 0 | 0 | 0 | 0 | 0 | 0 | 0 | 0 | 0 | 0 | 0 | 0 | 0 | 0 | 0 | 0 | 0 | 0 | 0 | 0 | 0 | 0 | 0 | 0 | 0 | 0 | 0 | 0 | 0 | 0 | 0 | 0 | 0 | 0 | 0 | 0 | 0 | 0 | 0 | 0 | 0 | 0 | 0 | 0 | 0 | 0 | 0 | 0 | 0 | 0 | 0 | 0 | 0 | 0
Fase 3 - CE 1 - Iluminação Viária (V4/V5) Exclusivos | 0 | 0 | 0 | 0 | 0 | 0 | 0 | 0 | 0 | 0 | 0 | 0 | 0 | 0 | 0 | 0 | 0 | 0 | 0 | 0 | 0 | 0 | 0 | 0 | 0 | 0 | 0 | 0 | 0 | 0 | 0 | 0 | 0 | 0 | 0 | 0 | 0 | 0 | 0 | 0 | 0 | 0 | 0 | 0 | 0 | 0 | 0 | 0 | 0 | 0 | 0 | 0 | 0 | 0 | 0 | 0 | 0 | 0 | 0 | 0 | 0 | 0 | 0 | 0 | 0 | 0 | 0 | 0 | 0 | 0 | 0 | 0 | 0 | 0 | 0 | 0 | 0 | 0 | 0 | 0 | 0 | 0 | 0 | 0 | 0 | 0 | 0 | 0 | 0 | 0 | 0 | 0 | 0 | 0 | 0 | 0 | 0 | 0 | 0 | 0 | 0 | 0 | 0 | 0 | 0 | 0 | 0 | 0 | 0 | 0 | 0 | 0 | 0 | 0 | 0 | 0 | 0 | 0 | 0 | 0 | 0 | 0 | 0 | 0 | 0 | 0 | 0 | 0 | 0 | 0 | 0 | 0 | 0 | 0 | 0 | 0 | 0 | 0 | 0 | 0 | 0 | 0 | 0 | 0 | 0 | 0 | 0 | 0 | 0 | 0 | 0 | 0 | 0 | 0 | 0 | 0 | 0 | 0 | 0 | 0 | 0 | 0 | 0 | 0 | 0 | 0 | 0 | 0 | 0 | 0 | 0 | 0 | 0 | 0 | 0 | 0 | 0 | 0 | 0 | 0 | 0 | 0 | 0 | 0 | 0 | 0 | 0 | 0 | 0 | 0 | 0 | 0 | 0 | 0 | 0 | 0 | 0 | 0 | 0 | 0 | 0 | 0 | 0 | 0 | 0 | 0 | 0 | 0 | 0 | 0 | 0 | 0 | 0 | 0 | 0 | 0
Fase 3 - CE 2 - Iluminação Viária (V1...V3) Exclusivos | 0 | 0 | 0 | 0 | 0 | 0 | #REF! | #REF! | #REF! | #REF! | #REF! | #REF! | #REF! | #REF! | #REF! | #REF! | #REF! | #REF! | #REF! | #REF! | #REF! | #REF! | #REF! | #REF! | #REF! | #REF! | #REF! | #REF! | #REF! | #REF! | #REF! | #REF! | #REF! | #REF! | #REF! | #REF! | #REF! | #REF! | #REF! | #REF! | #REF! | #REF! | #REF! | #REF! | #REF! | #REF! | #REF! | #REF! | #REF! | #REF! | #REF! | #REF! | #REF! | #REF! | #REF! | #REF! | #REF! | #REF! | #REF! | #REF! | #REF! | #REF! | #REF! | #REF! | #REF! | #REF! | #REF! | #REF! | #REF! | #REF! | #REF! | #REF! | #REF! | #REF! | #REF! | #REF! | #REF! | #REF! | #REF! | #REF! | #REF! | #REF! | #REF! | #REF! | #REF! | #REF! | #REF! | #REF! | #REF! | #REF! | #REF! | #REF! | #REF! | #REF! | #REF! | #REF! | #REF! | #REF! | #REF! | #REF! | #REF! | #REF! | #REF! | #REF! | #REF! | #REF! | #REF! | #REF! | #REF! | #REF! | #REF! | #REF! | #REF! | #REF! | #REF! | #REF! | #REF! | #REF! | #REF! | #REF! | #REF! | #REF! | #REF! | #REF! | #REF! | #REF! | #REF! | #REF! | #REF! | #REF! | #REF! | #REF! | #REF! | #REF! | #REF! | #REF! | #REF! | #REF! | #REF! | #REF! | #REF! | #REF! | #REF! | #REF! | #REF! | #REF! | #REF! | #REF! | #REF! | #REF! | #REF! | #REF! | #REF! | #REF! | #REF! | #REF! | #REF! | #REF! | #REF! | #REF! | #REF! | #REF! | #REF! | #REF! | #REF! | #REF! | #REF! | #REF! | #REF! | #REF! | #REF! | #REF! | #REF! | #REF! | #REF! | #REF! | #REF! | #REF! | #REF! | #REF! | #REF! | #REF! | #REF! | #REF! | #REF! | #REF! | #REF! | #REF! | #REF! | #REF! | #REF! | #REF! | #REF! | #REF! | #REF! | #REF! | #REF! | #REF! | #REF! | #REF! | #REF! | #REF! | #REF! | #REF! | #REF! | #REF! | #REF! | #REF! | #REF! | #REF! | #REF! | #REF! | #REF! | #REF! | #REF! | #REF!
Fase 3 - CE 3 - Iluminação Viária (V4/V5) Compartilhados | 0 | 0 | 0 | 0 | 0 | 0 | 0 | 0 | 0 | 0 | 0 | 0 | 0 | 0 | 0 | 0 | 0 | 0 | 0 | 0 | 0 | 0 | 0 | 0 | 0 | 0 | 0 | 0 | 0 | 0 | 0 | 0 | 0 | 0 | 0 | 0 | 0 | 0 | 0 | 0 | 0 | 0 | 0 | 0 | 0 | 0 | 0 | 0 | 0 | 0 | 0 | 0 | 0 | 0 | 0 | 0 | 0 | 0 | 0 | 0 | 0 | 0 | 0 | 0 | 0 | 0 | 0 | 0 | 0 | 0 | 0 | 0 | 0 | 0 | 0 | 0 | 0 | 0 | 0 | 0 | 0 | 0 | 0 | 0 | 0 | 0 | 0 | 0 | 0 | 0 | 0 | 0 | 0 | 0 | 0 | 0 | 0 | 0 | 0 | 0 | 0 | 0 | 0 | 0 | 0 | 0 | 0 | 0 | 0 | 0 | 0 | 0 | 0 | 0 | 0 | 0 | 0 | 0 | 0 | 0 | 0 | 0 | 0 | 0 | 0 | 0 | 0 | 0 | 0 | 0 | 0 | 0 | 0 | 0 | 0 | 0 | 0 | 0 | 0 | 0 | 0 | 0 | 0 | 0 | 0 | 0 | 0 | 0 | 0 | 0 | 0 | 0 | 0 | 0 | 0 | 0 | 0 | 0 | 0 | 0 | 0 | 0 | 0 | 0 | 0 | 0 | 0 | 0 | 0 | 0 | 0 | 0 | 0 | 0 | 0 | 0 | 0 | 0 | 0 | 0 | 0 | 0 | 0 | 0 | 0 | 0 | 0 | 0 | 0 | 0 | 0 | 0 | 0 | 0 | 0 | 0 | 0 | 0 | 0 | 0 | 0 | 0 | 0 | 0 | 0 | 0 | 0 | 0 | 0 | 0 | 0 | 0 | 0 | 0 | 0 | 0
Fase 3 - CE 4 - Iluminação Viária (V1...V3) Compartilhados | 0 | 0 | 0 | 0 | 0 | 0 | #REF! | #REF! | #REF! | #REF! | #REF! | #REF! | #REF! | #REF! | #REF! | #REF! | #REF! | #REF! | #REF! | #REF! | #REF! | #REF! | #REF! | #REF! | #REF! | #REF! | #REF! | #REF! | #REF! | #REF! | #REF! | #REF! | #REF! | #REF! | #REF! | #REF! | #REF! | #REF! | #REF! | #REF! | #REF! | #REF! | #REF! | #REF! | #REF! | #REF! | #REF! | #REF! | #REF! | #REF! | #REF! | #REF! | #REF! | #REF! | #REF! | #REF! | #REF! | #REF! | #REF! | #REF! | #REF! | #REF! | #REF! | #REF! | #REF! | #REF! | #REF! | #REF! | #REF! | #REF! | #REF! | #REF! | #REF! | #REF! | #REF! | #REF! | #REF! | #REF! | #REF! | #REF! | #REF! | #REF! | #REF! | #REF! | #REF! | #REF! | #REF! | #REF! | #REF! | #REF! | #REF! | #REF! | #REF! | #REF! | #REF! | #REF! | #REF! | #REF! | #REF! | #REF! | #REF! | #REF! | #REF! | #REF! | #REF! | #REF! | #REF! | #REF! | #REF! | #REF! | #REF! | #REF! | #REF! | #REF! | #REF! | #REF! | #REF! | #REF! | #REF! | #REF! | #REF! | #REF! | #REF! | #REF! | #REF! | #REF! | #REF! | #REF! | #REF! | #REF! | #REF! | #REF! | #REF! | #REF! | #REF! | #REF! | #REF! | #REF! | #REF! | #REF! | #REF! | #REF! | #REF! | #REF! | #REF! | #REF! | #REF! | #REF! | #REF! | #REF! | #REF! | #REF! | #REF! | #REF! | #REF! | #REF! | #REF! | #REF! | #REF! | #REF! | #REF! | #REF! | #REF! | #REF! | #REF! | #REF! | #REF! | #REF! | #REF! | #REF! | #REF! | #REF! | #REF! | #REF! | #REF! | #REF! | #REF! | #REF! | #REF! | #REF! | #REF! | #REF! | #REF! | #REF! | #REF! | #REF! | #REF! | #REF! | #REF! | #REF! | #REF! | #REF! | #REF! | #REF! | #REF! | #REF! | #REF! | #REF! | #REF! | #REF! | #REF! | #REF! | #REF! | #REF! | #REF! | #REF! | #REF! | #REF! | #REF! | #REF! | #REF! | #REF! | #REF! | #REF! | #REF! | #REF!
Fase 3 - CE 5 - Iluminação FTP | 0 | 0 | 0 | 0 | 0 | 0 | 0 | 0 | 0 | 0 | 0 | 0 | 0 | 0 | 0 | 0 | 0 | 0 | 0 | 0 | 0 | 0 | 0 | 0 | 0 | 0 | 0 | 0 | 0 | 0 | 0 | 0 | 0 | 0 | 0 | 0 | 0 | 0 | 0 | 0 | 0 | 0 | 0 | 0 | 0 | 0 | 0 | 0 | 0 | 0 | 0 | 0 | 0 | 0 | 0 | 0 | 0 | 0 | 0 | 0 | 0 | 0 | 0 | 0 | 0 | 0 | 0 | 0 | 0 | 0 | 0 | 0 | 0 | 0 | 0 | 0 | 0 | 0 | 0 | 0 | 0 | 0 | 0 | 0 | 0 | 0 | 0 | 0 | 0 | 0 | 0 | 0 | 0 | 0 | 0 | 0 | 0 | 0 | 0 | 0 | 0 | 0 | 0 | 0 | 0 | 0 | 0 | 0 | 0 | 0 | 0 | 0 | 0 | 0 | 0 | 0 | 0 | 0 | 0 | 0 | 0 | 0 | 0 | 0 | 0 | 0 | 0 | 0 | 0 | 0 | 0 | 0 | 0 | 0 | 0 | 0 | 0 | 0 | 0 | 0 | 0 | 0 | 0 | 0 | 0 | 0 | 0 | 0 | 0 | 0 | 0 | 0 | 0 | 0 | 0 | 0 | 0 | 0 | 0 | 0 | 0 | 0 | 0 | 0 | 0 | 0 | 0 | 0 | 0 | 0 | 0 | 0 | 0 | 0 | 0 | 0 | 0 | 0 | 0 | 0 | 0 | 0 | 0 | 0 | 0 | 0 | 0 | 0 | 0 | 0 | 0 | 0 | 0 | 0 | 0 | 0 | 0 | 0 | 0 | 0 | 0 | 0 | 0 | 0 | 0 | 0 | 0 | 0 | 0 | 0 | 0 | 0 | 0 | 0 | 0 | 0
Fase 3 - CE 6 - Iluminação Ciclovia e Ciclofaixa | 0 | 0 | 0 | 0 | 0 | 0 | 0 | 0 | 0 | 0 | 0 | 0 | 0 | 0 | 0 | 0 | 0 | 0 | 0 | 0 | 0 | 0 | 0 | 0 | 0 | 0 | 0 | 0 | 0 | 0 | 0 | 0 | 0 | 0 | 0 | 0 | 0 | 0 | 0 | 0 | 0 | 0 | 0 | 0 | 0 | 0 | 0 | 0 | 0 | 0 | 0 | 0 | 0 | 0 | 0 | 0 | 0 | 0 | 0 | 0 | 0 | 0 | 0 | 0 | 0 | 0 | 0 | 0 | 0 | 0 | 0 | 0 | 0 | 0 | 0 | 0 | 0 | 0 | 0 | 0 | 0 | 0 | 0 | 0 | 0 | 0 | 0 | 0 | 0 | 0 | 0 | 0 | 0 | 0 | 0 | 0 | 0 | 0 | 0 | 0 | 0 | 0 | 0 | 0 | 0 | 0 | 0 | 0 | 0 | 0 | 0 | 0 | 0 | 0 | 0 | 0 | 0 | 0 | 0 | 0 | 0 | 0 | 0 | 0 | 0 | 0 | 0 | 0 | 0 | 0 | 0 | 0 | 0 | 0 | 0 | 0 | 0 | 0 | 0 | 0 | 0 | 0 | 0 | 0 | 0 | 0 | 0 | 0 | 0 | 0 | 0 | 0 | 0 | 0 | 0 | 0 | 0 | 0 | 0 | 0 | 0 | 0 | 0 | 0 | 0 | 0 | 0 | 0 | 0 | 0 | 0 | 0 | 0 | 0 | 0 | 0 | 0 | 0 | 0 | 0 | 0 | 0 | 0 | 0 | 0 | 0 | 0 | 0 | 0 | 0 | 0 | 0 | 0 | 0 | 0 | 0 | 0 | 0 | 0 | 0 | 0 | 0 | 0 | 0 | 0 | 0 | 0 | 0 | 0 | 0 | 0 | 0 | 0 | 0 | 0 | 0
Fase 3 - CE 7 - Iluminação EPL | 0 | 0 | 0 | 0 | 0 | 0 | 0 | 0 | 0 | 0 | 0 | 0 | 0 | 0 | 0 | 0 | 0 | 0 | 0 | 0 | 0 | 0 | 0 | 0 | 0 | 0 | 0 | 0 | 0 | 0 | 0 | 0 | 0 | 0 | 0 | 0 | 0 | 0 | 0 | 0 | 0 | 0 | 0 | 0 | 0 | 0 | 0 | 0 | 0 | 0 | 0 | 0 | 0 | 0 | 0 | 0 | 0 | 0 | 0 | 0 | 0 | 0 | 0 | 0 | 0 | 0 | 0 | 0 | 0 | 0 | 0 | 0 | 0 | 0 | 0 | 0 | 0 | 0 | 0 | 0 | 0 | 0 | 0 | 0 | 0 | 0 | 0 | 0 | 0 | 0 | 0 | 0 | 0 | 0 | 0 | 0 | 0 | 0 | 0 | 0 | 0 | 0 | 0 | 0 | 0 | 0 | 0 | 0 | 0 | 0 | 0 | 0 | 0 | 0 | 0 | 0 | 0 | 0 | 0 | 0 | 0 | 0 | 0 | 0 | 0 | 0 | 0 | 0 | 0 | 0 | 0 | 0 | 0 | 0 | 0 | 0 | 0 | 0 | 0 | 0 | 0 | 0 | 0 | 0 | 0 | 0 | 0 | 0 | 0 | 0 | 0 | 0 | 0 | 0 | 0 | 0 | 0 | 0 | 0 | 0 | 0 | 0 | 0 | 0 | 0 | 0 | 0 | 0 | 0 | 0 | 0 | 0 | 0 | 0 | 0 | 0 | 0 | 0 | 0 | 0 | 0 | 0 | 0 | 0 | 0 | 0 | 0 | 0 | 0 | 0 | 0 | 0 | 0 | 0 | 0 | 0 | 0 | 0 | 0 | 0 | 0 | 0 | 0 | 0 | 0 | 0 | 0 | 0 | 0 | 0 | 0 | 0 | 0 | 0 | 0 | 0
Fase 3 - CE 8 - Iluminação Rural | 0 | 0 | 0 | 0 | 0 | 0 | 0 | 0 | 0 | 0 | 0 | 0 | 0 | 0 | 0 | 0 | 0 | 0 | 0 | 0 | 0 | 0 | 0 | 0 | 0 | 0 | 0 | 0 | 0 | 0 | 0 | 0 | 0 | 0 | 0 | 0 | 0 | 0 | 0 | 0 | 0 | 0 | 0 | 0 | 0 | 0 | 0 | 0 | 0 | 0 | 0 | 0 | 0 | 0 | 0 | 0 | 0 | 0 | 0 | 0 | 0 | 0 | 0 | 0 | 0 | 0 | 0 | 0 | 0 | 0 | 0 | 0 | 0 | 0 | 0 | 0 | 0 | 0 | 0 | 0 | 0 | 0 | 0 | 0 | 0 | 0 | 0 | 0 | 0 | 0 | 0 | 0 | 0 | 0 | 0 | 0 | 0 | 0 | 0 | 0 | 0 | 0 | 0 | 0 | 0 | 0 | 0 | 0 | 0 | 0 | 0 | 0 | 0 | 0 | 0 | 0 | 0 | 0 | 0 | 0 | 0 | 0 | 0 | 0 | 0 | 0 | 0 | 0 | 0 | 0 | 0 | 0 | 0 | 0 | 0 | 0 | 0 | 0 | 0 | 0 | 0 | 0 | 0 | 0 | 0 | 0 | 0 | 0 | 0 | 0 | 0 | 0 | 0 | 0 | 0 | 0 | 0 | 0 | 0 | 0 | 0 | 0 | 0 | 0 | 0 | 0 | 0 | 0 | 0 | 0 | 0 | 0 | 0 | 0 | 0 | 0 | 0 | 0 | 0 | 0 | 0 | 0 | 0 | 0 | 0 | 0 | 0 | 0 | 0 | 0 | 0 | 0 | 0 | 0 | 0 | 0 | 0 | 0 | 0 | 0 | 0 | 0 | 0 | 0 | 0 | 0 | 0 | 0 | 0 | 0 | 0 | 0 | 0 | 0 | 0 | 0
(12) EMPRÉSTIMO | 0 | 0 | 0 | 0 | 0 | 0 | 0 | 0 | 0 | 0 | 0 | 0 | 0 | 0 | 0 | 0 | 0 | 0 | 0 | 0 | 0 | 0 | 0 | 0 | 30.2363 | 30.2363 | 30.2363 | 30.2363 | 30.2363 | 30.2363 | 30.2363 | 30.2363 | 30.2363 | 30.2363 | 30.2363 | 30.2363 | 30.2363 | 30.2363 | 30.2363 | 30.2363 | 30.2363 | 30.2363 | 30.2363 | 30.2363 | 30.2363 | 30.2363 | 30.2363 | 30.2363 | 30.2363 | 30.2363 | 30.2363 | 30.2363 | 30.2363 | 30.2363 | 30.2363 | 30.2363 | 30.2363 | 30.2363 | 30.2363 | 30.2363 | 30.2363 | 30.2363 | 30.2363 | 30.2363 | 30.2363 | 30.2363 | 30.2363 | 30.2363 | 30.2363 | 30.2363 | 30.2363 | 30.2363 | 30.2363 | 30.2363 | 30.2363 | 30.2363 | 30.2363 | 30.2363 | 30.2363 | 30.2363 | 30.2363 | 30.2363 | 30.2363 | 30.2363 | 30.2363 | 30.2363 | 30.2363 | 30.2363 | 30.2363 | 30.2363 | 30.2363 | 30.2363 | 30.2363 | 30.2363 | 30.2363 | 30.2363 | 30.2363 | 30.2363 | 30.2363 | 30.2363 | 30.2363 | 30.2363 | 30.2363 | 30.2363 | 30.2363 | 30.2363 | 30.2363 | 30.2363 | 30.2363 | 30.2363 | 30.2363 | 30.2363 | 30.2363 | 30.2363 | 30.2363 | 30.2363 | 30.2363 | 30.2363 | 30.2363 | 30.2363 | 0 | 0 | 0 | 0 | 0 | 0 | 0 | 0 | 0 | 0 | 0 | 0 | 0 | 0 | 0 | 0 | 0 | 0 | 0 | 0 | 0 | 0 | 0 | 0 | 0 | 0 | 0 | 0 | 0 | 0 | 0 | 0 | 0 | 0 | 0 | 0 | 0 | 0 | 0 | 0 | 0 | 0 | 0 | 0 | 0 | 0 | 0 | 0 | 0 | 0 | 0 | 0 | 0 | 0 | 0 | 0 | 0 | 0 | 0 | 0 | 0 | 0 | 0 | 0 | 0 | 0 | 0 | 0 | 0 | 0 | 0 | 0 | 0 | 0 | 0 | 0 | 0 | 0 | 0 | 0 | 0 | 0 | 0 | 0 | 0 | 0 | 0 | 0 | 0 | 0 | 0 | 0 | 0 | 0 | 0 | 0
(12.1) Structuring Fee | #REF! | 0 | 0 | 0 | 0 | 0 | 0 | 0 | 0 | 0 | 0 | 0 | 0 | 0 | 0 | 0 | 0 | 0 | 0 | 0 | 0 | 0 | 0 | 0 | 0 | 0 | 0 | 0 | 0 | 0 | 0 | 0 | 0 | 0 | 0 | 0 | 0 | 0 | 0 | 0 | 0 | 0 | 0 | 0 | 0 | 0 | 0 | 0 | 0 | 0 | 0 | 0 | 0 | 0 | 0 | 0 | 0 | 0 | 0 | 0 | 0 | 0 | 0 | 0 | 0 | 0 | 0 | 0 | 0 | 0 | 0 | 0 | 0 | 0 | 0 | 0 | 0 | 0 | 0 | 0 | 0 | 0 | 0 | 0 | 0 | 0 | 0 | 0 | 0 | 0 | 0 | 0 | 0 | 0 | 0 | 0 | 0 | 0 | 0 | 0 | 0 | 0 | 0 | 0 | 0 | 0 | 0 | 0 | 0 | 0 | 0 | 0 | 0 | 0 | 0 | 0 | 0 | 0 | 0 | 0 | 0 | 0 | 0 | 0 | 0 | 0 | 0 | 0 | 0 | 0 | 0 | 0 | 0 | 0 | 0 | 0 | 0 | 0 | 0 | 0 | 0 | 0 | 0 | 0 | 0 | 0 | 0 | 0 | 0 | 0 | 0 | 0 | 0 | 0 | 0 | 0 | 0 | 0 | 0 | 0 | 0 | 0 | 0 | 0 | 0 | 0 | 0 | 0 | 0 | 0 | 0 | 0 | 0 | 0 | 0 | 0 | 0 | 0 | 0 | 0 | 0 | 0 | 0 | 0 | 0 | 0 | 0 | 0 | 0 | 0 | 0 | 0 | 0 | 0 | 0 | 0 | 0 | 0 | 0 | 0 | 0 | 0 | 0 | 0 | 0 | 0 | 0 | 0 | 0 | 0 | 0 | 0 | 0 | 0 | 0 | 0
(12.2) Commitment Fee | #REF! | #REF! | #REF! | #REF! | #REF! | #REF! | #REF! | #REF! | #REF! | #REF! | #REF! | #REF! | #REF! | #REF! | #REF! | #REF! | #REF! | #REF! | #REF! | #REF! | #REF! | #REF! | #REF! | #REF! | #REF! | #REF! | #REF! | #REF! | #REF! | #REF! | #REF! | #REF! | #REF! | #REF! | #REF! | #REF! | #REF! | #REF! | #REF! | #REF! | #REF! | #REF! | #REF! | #REF! | #REF! | #REF! | #REF! | #REF! | #REF! | #REF! | #REF! | #REF! | #REF! | #REF! | #REF! | #REF! | #REF! | #REF! | #REF! | #REF! | #REF! | #REF! | #REF! | #REF! | #REF! | #REF! | #REF! | #REF! | #REF! | #REF! | #REF! | #REF! | #REF! | #REF! | #REF! | #REF! | #REF! | #REF! | #REF! | #REF! | #REF! | #REF! | #REF! | #REF! | #REF! | #REF! | #REF! | #REF! | #REF! | #REF! | #REF! | #REF! | #REF! | #REF! | #REF! | #REF! | #REF! | #REF! | #REF! | #REF! | #REF! | #REF! | #REF! | #REF! | #REF! | #REF! | #REF! | #REF! | #REF! | #REF! | #REF! | #REF! | #REF! | #REF! | #REF! | #REF! | #REF! | #REF! | #REF! | #REF! | 0 | 0 | 0 | 0 | 0 | 0 | 0 | 0 | 0 | 0 | 0 | 0 | 0 | 0 | 0 | 0 | 0 | 0 | 0 | 0 | 0 | 0 | 0 | 0 | 0 | 0 | 0 | 0 | 0 | 0 | 0 | 0 | 0 | 0 | 0 | 0 | 0 | 0 | 0 | 0 | 0 | 0 | 0 | 0 | 0 | 0 | 0 | 0 | 0 | 0 | 0 | 0 | 0 | 0 | 0 | 0 | 0 | 0 | 0 | 0 | 0 | 0 | 0 | 0 | 0 | 0 | 0 | 0 | 0 | 0 | 0 | 0 | 0 | 0 | 0 | 0 | 0 | 0 | 0 | 0 | 0 | 0 | 0 | 0 | 0 | 0 | 0 | 0 | 0 | 0 | 0 | 0 | 0 | 0 | 0 | 0
(13) AMORTIZAÇÃO DA DÍVIDA | 0 | 0 | 0 | 0 | 0 | 0 | 0 | 0 | 0 | 0 | 0 | 0 | 0 | 0 | 0 | 0 | 0 | 0 | 0 | 0 | 0 | 0 | 0 | 0 | 0 | 0 | 0 | 0 | 0 | 0 | 0 | 0 | 0 | 0 | 0 | 0 | 0 | 0 | 0 | 0 | 0 | 0 | 0 | 0 | 0 | 0 | 0 | 0 | 0 | 0 | 0 | 0 | 0 | 0 | 0 | 0 | 0 | 0 | 0 | 0 | 0 | 0 | 0 | 0 | 0 | 0 | 0 | 0 | 0 | 0 | 0 | 0 | 0 | 0 | 0 | 0 | 0 | 0 | 0 | 0 | 0 | 0 | 0 | 0 | 0 | 0 | 0 | 0 | 0 | 0 | 0 | 0 | 0 | 0 | 0 | 0 | 0 | 0 | 0 | 0 | 0 | 0 | 0 | 0 | 0 | 0 | 0 | 0 | 0 | 0 | 0 | 0 | 0 | 0 | 0 | 0 | 0 | 0 | 0 | 0 | 0 | 0 | 0 | 0 | 0 | 0 | 0 | 0 | 0 | 0 | 0 | 0 | 0 | 0 | 0 | 0 | 0 | 0 | 0 | 0 | 0 | 0 | 0 | 0 | 0 | 0 | 0 | 0 | 0 | 0 | 0 | 0 | 0 | 0 | 0 | 0 | 0 | 0 | 0 | 0 | 0 | 0 | 0 | 0 | 0 | 0 | 0 | 0 | 0 | 0 | 0 | 0 | 0 | 0 | 0 | 0 | 0 | 0 | 0 | 0 | 0 | 0 | 0 | 0 | 0 | 0 | 0 | 0 | 0 | 0 | 0 | 0 | 0 | 0 | 0 | 0 | 0 | 0 | 0 | 0 | 0 | 0 | 0 | 0 | 0 | 0 | 0 | 0 | 0 | 0 | 0 | 0 | 0 | 0 | 0 | 0
(14) FLUXO DE CAIXA LIVRE (10 + 6 -11 + 12 -12.1 - 12.2 - 13) | #REF! | #REF! | #REF! | #REF! | #REF! | #REF! | #REF! | #REF! | #REF! | #REF! | #REF! | #REF! | #REF! | #REF! | #REF! | #REF! | #NAME? | #NAME? | #NAME? | #NAME? | #NAME? | #NAME? | #NAME? | #NAME? | #NAME? | #NAME? | #NAME? | #NAME? | #NAME? | #NAME? | #NAME? | #NAME? | #NAME? | #NAME? | #NAME? | #NAME? | #NAME? | #NAME? | #NAME? | #NAME? | #NAME? | #NAME? | #NAME? | #NAME? | #NAME? | #NAME? | #NAME? | #NAME? | #NAME? | #NAME? | #NAME? | #NAME? | #NAME? | #NAME? | #NAME? | #NAME? | #NAME? | #NAME? | #NAME? | #NAME? | #NAME? | #NAME? | #NAME? | #NAME? | #NAME? | #NAME? | #NAME? | #NAME? | #NAME? | #NAME? | #NAME? | #NAME? | #NAME? | #NAME? | #NAME? | #NAME? | #NAME? | #NAME? | #NAME? | #NAME? | #NAME? | #NAME? | #NAME? | #NAME? | #NAME? | #NAME? | #NAME? | #NAME? | #NAME? | #NAME? | #NAME? | #NAME? | #NAME? | #NAME? | #NAME? | #NAME? | #NAME? | #NAME? | #NAME? | #NAME? | #NAME? | #NAME? | #NAME? | #NAME? | #NAME? | #NAME? | #NAME? | #NAME? | #NAME? | #NAME? | #NAME? | #NAME? | #NAME? | #NAME? | #NAME? | #NAME? | #NAME? | #NAME? | #NAME? | #NAME? | #NAME? | #NAME? | #NAME? | #NAME? | #NAME? | #NAME? | #NAME? | #NAME? | #NAME? | #NAME? | #NAME? | #NAME? | #NAME? | #NAME? | #NAME? | #NAME? | #NAME? | #NAME? | #NAME? | #NAME? | #NAME? | #NAME? | #NAME? | #NAME? | #NAME? | #NAME? | #NAME? | #NAME? | #NAME? | #NAME? | #NAME? | #NAME? | #NAME? | #NAME? | #NAME? | #NAME? | #NAME? | #NAME? | #NAME? | #NAME? | #NAME? | #NAME? | #NAME? | #NAME? | #NAME? | #NAME? | #NAME? | #NAME? | #NAME? | #NAME? | #NAME? | #NAME? | #NAME? | #NAME? | #NAME? | #NAME? | #NAME? | #NAME? | #NAME? | #NAME? | #NAME? | #NAME? | #NAME? | #NAME? | #NAME? | #NAME? | #NAME? | #NAME? | #NAME? | #NAME? | #NAME? | #NAME? | #NAME? | #NAME? | #NAME? | #NAME? | #NAME? | #NAME? | #NAME? | #NAME? | #NAME? | #NAME? | #NAME? | #NAME? | #NAME? | #NAME? | #NAME? | #NAME? | #NAME? | #NAME? | #NAME? | #NAME? | #NAME? | #NAME? | #NAME? | #NAME?
(15) FLUXO DE CAIXA ACUMULADO | #REF! | #REF! | #REF! | #REF! | #REF! | #REF! | #REF! | #REF! | #REF! | #REF! | #REF! | #REF! | #REF! | #REF! | #REF! | #REF! | #REF! | #REF! | #REF! | #REF! | #REF! | #REF! | #REF! | #REF! | #REF! | #REF! | #REF! | #REF! | #REF! | #REF! | #REF! | #REF! | #REF! | #REF! | #REF! | #REF! | #REF! | #REF! | #REF! | #REF! | #REF! | #REF! | #REF! | #REF! | #REF! | #REF! | #REF! | #REF! | #REF! | #REF! | #REF! | #REF! | #REF! | #REF! | #REF! | #REF! | #REF! | #REF! | #REF! | #REF! | #REF! | #REF! | #REF! | #REF! | #REF! | #REF! | #REF! | #REF! | #REF! | #REF! | #REF! | #REF! | #REF! | #REF! | #REF! | #REF! | #REF! | #REF! | #REF! | #REF! | #REF! | #REF! | #REF! | #REF! | #REF! | #REF! | #REF! | #REF! | #REF! | #REF! | #REF! | #REF! | #REF! | #REF! | #REF! | #REF! | #REF! | #REF! | #REF! | #REF! | #REF! | #REF! | #REF! | #REF! | #REF! | #REF! | #REF! | #REF! | #REF! | #REF! | #REF! | #REF! | #REF! | #REF! | #REF! | #REF! | #REF! | #REF! | #REF! | #REF! | #REF! | #REF! | #REF! | #REF! | #REF! | #REF! | #REF! | #REF! | #REF! | #REF! | #REF! | #REF! | #REF! | #REF! | #REF! | #REF! | #REF! | #REF! | #REF! | #REF! | #REF! | #REF! | #REF! | #REF! | #REF! | #REF! | #REF! | #REF! | #REF! | #REF! | #REF! | #REF! | #REF! | #REF! | #REF! | #REF! | #REF! | #REF! | #REF! | #REF! | #REF! | #REF! | #REF! | #REF! | #REF! | #REF! | #REF! | #REF! | #REF! | #REF! | #REF! | #REF! | #REF! | #REF! | #REF! | #REF! | #REF! | #REF! | #REF! | #REF! | #REF! | #REF! | #REF! | #REF! | #REF! | #REF! | #REF! | #REF! | #REF! | #REF! | #REF! | #REF! | #REF! | #REF! | #REF! | #REF! | #REF! | #REF! | #REF! | #REF! | #REF! | #REF! | #REF! | #REF! | #REF! | #REF! | #REF! | #REF! | #REF! | #REF! | #REF! | #REF! | #REF! | #REF! | #REF! | #REF!
Auxiliar Payback | #REF! | #REF! | #REF! | #REF! | #REF! | #REF! | #REF! | #REF! | #REF! | #REF! | #REF! | #REF! | #REF! | #REF! | #REF! | #REF! | #REF! | #REF! | #REF! | #REF! | #REF! | #REF! | #REF! | #REF! | #REF! | #REF! | #REF! | #REF! | #REF! | #REF! | #REF! | #REF! | #REF! | #REF! | #REF! | #REF! | #REF! | #REF! | #REF! | #REF! | #REF! | #REF! | #REF! | #REF! | #REF! | #REF! | #REF! | #REF! | #REF! | #REF! | #REF! | #REF! | #REF! | #REF! | #REF! | #REF! | #REF! | #REF! | #REF! | #REF! | #REF! | #REF! | #REF! | #REF! | #REF! | #REF! | #REF! | #REF! | #REF! | #REF! | #REF! | #REF! | #REF! | #REF! | #REF! | #REF! | #REF! | #REF! | #REF! | #REF! | #REF! | #REF! | #REF! | #REF! | #REF! | #REF! | #REF! | #REF! | #REF! | #REF! | #REF! | #REF! | #REF! | #REF! | #REF! | #REF! | #REF! | #REF! | #REF! | #REF! | #REF! | #REF! | #REF! | #REF! | #REF! | #REF! | #REF! | #REF! | #REF! | #REF! | #REF! | #REF! | #REF! | #REF! | #REF! | #REF! | #REF! | #REF! | #REF! | #REF! | #REF! | #REF! | #REF! | #REF! | #REF! | #REF! | #REF! | #REF! | #REF! | #REF! | #REF! | #REF! | #REF! | #REF! | #REF! | #REF! | #REF! | #REF! | #REF! | #REF! | #REF! | #REF! | #REF! | #REF! | #REF! | #REF! | #REF! | #REF! | #REF! | #REF! | #REF! | #REF! | #REF! | #REF! | #REF! | #REF! | #REF! | #REF! | #REF! | #REF! | #REF! | #REF! | #REF! | #REF! | #REF! | #REF! | #REF! | #REF! | #REF! | #REF! | #REF! | #REF! | #REF! | #REF! | #REF! | #REF! | #REF! | #REF! | #REF! | #REF! | #REF! | #REF! | #REF! | #REF! | #REF! | #REF! | #REF! | #REF! | #REF! | #REF! | #REF! | #REF! | #REF! | #REF! | #REF! | #REF! | #REF! | #REF! | #REF! | #REF! | #REF! | #REF! | #REF! | #REF! | #REF! | #REF! | #REF! | #REF! | #REF! | #REF! | #REF! | #REF! | #REF! | #REF! | #REF! | #REF!
PAYBACK | #REF!
TIR | #VALUE!
VPL | #REF!
Note on A20: Felipe Andrade Lucci: Conforme apresentado no RL, não foram consideradas receitas de BCE.
Note on A31: Felipe Andrade Lucci: Conforme apresentado no RL, não foram consideradas receitas de negócios acessórios.
Note on A32: Felipe Andrade Lucci: Como simplificação do cálculo, considerada a venda de sucata convencional e de braço somente até o fim da modernização e de venda de LED somente a partir do fim da modernização.
Note on G44: Felipe Andrade Lucci: Para os pontos convencionais, foi considerado que os custos estão cobertos pelos materiais listados na modernização
Note on G45: Felipe Andrade Lucci: Para os pontos convencionais, foi considerado que os custos estão cobertos pelos materiais listados na modernização
Note on A47: Felipe Andrade Lucci: 13.2. A execução da PODA DE ÁRVORES pela CONCESSIONÁRIA será iniciada apenas a partir do início da FASE I.

## CMM2 - AUX DEPREC (hidden)
Ano |  | 1 | 1 | 1 | 1 | 1 | 1 | 1 | 1 | 1 | 1 | 1 | 1 | 2 | 2 | 2 | 2 | 2 | 2 | 2 | 2 | 2 | 2 | 2 | 2 | 3 | 3 | 3 | 3 | 3 | 3 | 3 | 3 | 3 | 3 | 3 | 3 | 4 | 4 | 4 | 4 | 4 | 4 | 4 | 4 | 4 | 4 | 4 | 4 | 5 | 5 | 5 | 5 | 5 | 5 | 5 | 5 | 5 | 5 | 5 | 5 | 6 | 6 | 6 | 6 | 6 | 6 | 6 | 6 | 6 | 6 | 6 | 6 | 7 | 7 | 7 | 7 | 7 | 7 | 7 | 7 | 7 | 7 | 7 | 7 | 8 | 8 | 8 | 8 | 8 | 8 | 8 | 8 | 8 | 8 | 8 | 8 | 9 | 9 | 9 | 9 | 9 | 9 | 9 | 9 | 9 | 9 | 9 | 9 | 10 | 10 | 10 | 10 | 10 | 10 | 10 | 10 | 10 | 10 | 10 | 10 | 11 | 11 | 11 | 11 | 11 | 11 | 11 | 11 | 11 | 11 | 11 | 11 | 12 | 12 | 12 | 12 | 12 | 12 | 12 | 12 | 12 | 12 | 12 | 12 | 13 | 13 | 13 | 13 | 13 | 13 | 13 | 13 | 13 | 13 | 13 | 13 | 14 | 14 | 14 | 14 | 14 | 14 | 14 | 14 | 14 | 14 | 14 | 14 | 15 | 15 | 15 | 15 | 15 | 15 | 15 | 15 | 15 | 15 | 15 | 15 | 16 | 16 | 16 | 16 | 16 | 16 | 16 | 16 | 16 | 16 | 16 | 16 | 17 | 17 | 17 | 17 | 17 | 17 | 17 | 17 | 17 | 17 | 17 | 17 | 18 | 18 | 18 | 18 | 18 | 18 | 18 | 18 | 18 | 18 | 18 | 18
Total | #REF! | 0 | 0 | 0 | 0 | 0 | 0 | #REF! | #REF! | #REF! | #REF! | #REF! | #REF! | #REF! | #REF! | #REF! | #REF! | #REF! | #REF! | #REF! | #REF! | #REF! | #REF! | #REF! | #REF! | #REF! | #REF! | #REF! | #REF! | #REF! | #REF! | #REF! | #REF! | #REF! | #REF! | #REF! | #REF! | #REF! | #REF! | #REF! | #REF! | #REF! | #REF! | #REF! | #REF! | #REF! | #REF! | #REF! | #REF! | #REF! | #REF! | #REF! | #REF! | #REF! | #REF! | #REF! | #REF! | #REF! | #REF! | #REF! | #REF! | #REF! | #REF! | #REF! | #REF! | #REF! | #REF! | #REF! | #REF! | #REF! | #REF! | #REF! | #REF! | #REF! | #REF! | #REF! | #REF! | #REF! | #REF! | #REF! | #REF! | #REF! | #REF! | #REF! | #REF! | #REF! | #REF! | #REF! | #REF! | #REF! | #REF! | #REF! | #REF! | #REF! | #REF! | #REF! | #REF! | #REF! | #REF! | #REF! | #REF! | #REF! | #REF! | #REF! | #REF! | #REF! | #REF! | #REF! | #REF! | #REF! | #REF! | #REF! | #REF! | #REF! | #REF! | #REF! | #REF! | #REF! | #REF! | #REF! | #REF! | #REF! | #REF! | #REF! | #REF! | #REF! | #REF! | #REF! | #REF! | #REF! | #REF! | #REF! | #REF! | #REF! | #REF! | #REF! | #REF! | #REF! | #REF! | #REF! | #REF! | #REF! | #REF! | #REF! | #REF! | #REF! | #REF! | #REF! | #REF! | #REF! | #REF! | #REF! | #REF! | #REF! | #REF! | #REF! | #REF! | #REF! | #REF! | #REF! | #REF! | #REF! | #REF! | #REF! | #REF! | #REF! | #REF! | #REF! | #REF! | #REF! | #REF! | #REF! | #REF! | #REF! | #REF! | #REF! | #REF! | #REF! | #REF! | #REF! | #REF! | #REF! | #REF! | #REF! | #REF! | #REF! | #REF! | #REF! | #REF! | #REF! | #REF! | #REF! | #REF! | #REF! | #REF! | #REF! | #REF! | #REF! | #REF! | #REF! | #REF! | #REF! | #REF! | #REF! | #REF! | #REF! | #REF! | #REF! | #REF! | #REF! | #REF! | #REF! | #REF! | #REF! | #REF! | #REF! | #REF!
Mês | Referência | 1 | 2 | 3 | 4 | 5 | 6 | 7 | 8 | 9 | 10 | 11 | 12 | 13 | 14 | 15 | 16 | 17 | 18 | 19 | 20 | 21 | 22 | 23 | 24 | 25 | 26 | 27 | 28 | 29 | 30 | 31 | 32 | 33 | 34 | 35 | 36 | 37 | 38 | 39 | 40 | 41 | 42 | 43 | 44 | 45 | 46 | 47 | 48 | 49 | 50 | 51 | 52 | 53 | 54 | 55 | 56 | 57 | 58 | 59 | 60 | 61 | 62 | 63 | 64 | 65 | 66 | 67 | 68 | 69 | 70 | 71 | 72 | 73 | 74 | 75 | 76 | 77 | 78 | 79 | 80 | 81 | 82 | 83 | 84 | 85 | 86 | 87 | 88 | 89 | 90 | 91 | 92 | 93 | 94 | 95 | 96 | 97 | 98 | 99 | 100 | 101 | 102 | 103 | 104 | 105 | 106 | 107 | 108 | 109 | 110 | 111 | 112 | 113 | 114 | 115 | 116 | 117 | 118 | 119 | 120 | 121 | 122 | 123 | 124 | 125 | 126 | 127 | 128 | 129 | 130 | 131 | 132 | 133 | 134 | 135 | 136 | 137 | 138 | 139 | 140 | 141 | 142 | 143 | 144 | 145 | 146 | 147 | 148 | 149 | 150 | 151 | 152 | 153 | 154 | 155 | 156 | 157 | 158 | 159 | 160 | 161 | 162 | 163 | 164 | 165 | 166 | 167 | 168 | 169 | 170 | 171 | 172 | 173 | 174 | 175 | 176 | 177 | 178 | 179 | 180 | 181 | 182 | 183 | 184 | 185 | 186 | 187 | 188 | 189 | 190 | 191 | 192 | 193 | 194 | 195 | 196 | 197 | 198 | 199 | 200 | 201 | 202 | 203 | 204 | 205 | 206 | 207 | 208 | 209 | 210 | 211 | 212 | 213 | 214 | 215 | 216
1 | 0 | 0 | 0 | 0 | 0 | 0 | 0 | 0 | 0 | 0 | 0 | 0 | 0 | 0 | 0 | 0 | 0 | 0 | 0 | 0 | 0 | 0 | 0 | 0 | 0 | 0 | 0 | 0 | 0 | 0 | 0 | 0 | 0 | 0 | 0 | 0 | 0 | 0 | 0 | 0 | 0 | 0 | 0 | 0 | 0 | 0 | 0 | 0 | 0 | 0 | 0 | 0 | 0 | 0 | 0 | 0 | 0 | 0 | 0 | 0 | 0 | 0 | 0 | 0 | 0 | 0 | 0 | 0 | 0 | 0 | 0 | 0 | 0 | 0 | 0 | 0 | 0 | 0 | 0 | 0 | 0 | 0 | 0 | 0 | 0 | 0 | 0 | 0 | 0 | 0 | 0 | 0 | 0 | 0 | 0 | 0 | 0 | 0 | 0 | 0 | 0 | 0 | 0 | 0 | 0 | 0 | 0 | 0 | 0 | 0 | 0 | 0 | 0 | 0 | 0 | 0 | 0 | 0 | 0 | 0 | 0 | 0 | 0 | 0 | 0 | 0 | 0 | 0 | 0 | 0 | 0 | 0 | 0 | 0 | 0 | 0 | 0 | 0 | 0 | 0 | 0 | 0 | 0 | 0 | 0 | 0 | 0 | 0 | 0 | 0 | 0 | 0 | 0 | 0 | 0 | 0 | 0 | 0 | 0 | 0 | 0 | 0 | 0 | 0 | 0 | 0 | 0 | 0 | 0 | 0 | 0 | 0 | 0 | 0 | 0 | 0 | 0 | 0 | 0 | 0 | 0 | 0 | 0 | 0 | 0 | 0 | 0 | 0 | 0 | 0 | 0 | 0 | 0 | 0 | 0 | 0 | 0 | 0 | 0 | 0 | 0 | 0 | 0 | 0 | 0 | 0 | 0 | 0 | 0 | 0 | 0 | 0 | 0 | 0 | 0 | 0 | 0
2 | 0 |  | 0 | 0 | 0 | 0 | 0 | 0 | 0 | 0 | 0 | 0 | 0 | 0 | 0 | 0 | 0 | 0 | 0 | 0 | 0 | 0 | 0 | 0 | 0 | 0 | 0 | 0 | 0 | 0 | 0 | 0 | 0 | 0 | 0 | 0 | 0 | 0 | 0 | 0 | 0 | 0 | 0 | 0 | 0 | 0 | 0 | 0 | 0 | 0 | 0 | 0 | 0 | 0 | 0 | 0 | 0 | 0 | 0 | 0 | 0 | 0 | 0 | 0 | 0 | 0 | 0 | 0 | 0 | 0 | 0 | 0 | 0 | 0 | 0 | 0 | 0 | 0 | 0 | 0 | 0 | 0 | 0 | 0 | 0 | 0 | 0 | 0 | 0 | 0 | 0 | 0 | 0 | 0 | 0 | 0 | 0 | 0 | 0 | 0 | 0 | 0 | 0 | 0 | 0 | 0 | 0 | 0 | 0 | 0 | 0 | 0 | 0 | 0 | 0 | 0 | 0 | 0 | 0 | 0 | 0 | 0 | 0 | 0 | 0 | 0 | 0 | 0 | 0 | 0 | 0 | 0 | 0 | 0 | 0 | 0 | 0 | 0 | 0 | 0 | 0 | 0 | 0 | 0 | 0 | 0 | 0 | 0 | 0 | 0 | 0 | 0 | 0 | 0 | 0 | 0 | 0 | 0 | 0 | 0 | 0 | 0 | 0 | 0 | 0 | 0 | 0 | 0 | 0 | 0 | 0 | 0 | 0 | 0 | 0 | 0 | 0 | 0 | 0 | 0 | 0 | 0 | 0 | 0 | 0 | 0 | 0 | 0 | 0 | 0 | 0 | 0 | 0 | 0 | 0 | 0 | 0 | 0 | 0 | 0 | 0 | 0 | 0 | 0 | 0 | 0 | 0 | 0 | 0 | 0 | 0 | 0 | 0 | 0 | 0 | 0 | 0
3 | 0 |  |  | 0 | 0 | 0 | 0 | 0 | 0 | 0 | 0 | 0 | 0 | 0 | 0 | 0 | 0 | 0 | 0 | 0 | 0 | 0 | 0 | 0 | 0 | 0 | 0 | 0 | 0 | 0 | 0 | 0 | 0 | 0 | 0 | 0 | 0 | 0 | 0 | 0 | 0 | 0 | 0 | 0 | 0 | 0 | 0 | 0 | 0 | 0 | 0 | 0 | 0 | 0 | 0 | 0 | 0 | 0 | 0 | 0 | 0 | 0 | 0 | 0 | 0 | 0 | 0 | 0 | 0 | 0 | 0 | 0 | 0 | 0 | 0 | 0 | 0 | 0 | 0 | 0 | 0 | 0 | 0 | 0 | 0 | 0 | 0 | 0 | 0 | 0 | 0 | 0 | 0 | 0 | 0 | 0 | 0 | 0 | 0 | 0 | 0 | 0 | 0 | 0 | 0 | 0 | 0 | 0 | 0 | 0 | 0 | 0 | 0 | 0 | 0 | 0 | 0 | 0 | 0 | 0 | 0 | 0 | 0 | 0 | 0 | 0 | 0 | 0 | 0 | 0 | 0 | 0 | 0 | 0 | 0 | 0 | 0 | 0 | 0 | 0 | 0 | 0 | 0 | 0 | 0 | 0 | 0 | 0 | 0 | 0 | 0 | 0 | 0 | 0 | 0 | 0 | 0 | 0 | 0 | 0 | 0 | 0 | 0 | 0 | 0 | 0 | 0 | 0 | 0 | 0 | 0 | 0 | 0 | 0 | 0 | 0 | 0 | 0 | 0 | 0 | 0 | 0 | 0 | 0 | 0 | 0 | 0 | 0 | 0 | 0 | 0 | 0 | 0 | 0 | 0 | 0 | 0 | 0 | 0 | 0 | 0 | 0 | 0 | 0 | 0 | 0 | 0 | 0 | 0 | 0 | 0 | 0 | 0 | 0 | 0 | 0 | 0
4 | 0 |  |  |  | 0 | 0 | 0 | 0 | 0 | 0 | 0 | 0 | 0 | 0 | 0 | 0 | 0 | 0 | 0 | 0 | 0 | 0 | 0 | 0 | 0 | 0 | 0 | 0 | 0 | 0 | 0 | 0 | 0 | 0 | 0 | 0 | 0 | 0 | 0 | 0 | 0 | 0 | 0 | 0 | 0 | 0 | 0 | 0 | 0 | 0 | 0 | 0 | 0 | 0 | 0 | 0 | 0 | 0 | 0 | 0 | 0 | 0 | 0 | 0 | 0 | 0 | 0 | 0 | 0 | 0 | 0 | 0 | 0 | 0 | 0 | 0 | 0 | 0 | 0 | 0 | 0 | 0 | 0 | 0 | 0 | 0 | 0 | 0 | 0 | 0 | 0 | 0 | 0 | 0 | 0 | 0 | 0 | 0 | 0 | 0 | 0 | 0 | 0 | 0 | 0 | 0 | 0 | 0 | 0 | 0 | 0 | 0 | 0 | 0 | 0 | 0 | 0 | 0 | 0 | 0 | 0 | 0 | 0 | 0 | 0 | 0 | 0 | 0 | 0 | 0 | 0 | 0 | 0 | 0 | 0 | 0 | 0 | 0 | 0 | 0 | 0 | 0 | 0 | 0 | 0 | 0 | 0 | 0 | 0 | 0 | 0 | 0 | 0 | 0 | 0 | 0 | 0 | 0 | 0 | 0 | 0 | 0 | 0 | 0 | 0 | 0 | 0 | 0 | 0 | 0 | 0 | 0 | 0 | 0 | 0 | 0 | 0 | 0 | 0 | 0 | 0 | 0 | 0 | 0 | 0 | 0 | 0 | 0 | 0 | 0 | 0 | 0 | 0 | 0 | 0 | 0 | 0 | 0 | 0 | 0 | 0 | 0 | 0 | 0 | 0 | 0 | 0 | 0 | 0 | 0 | 0 | 0 | 0 | 0 | 0 | 0 | 0
5 | 0 |  |  |  |  | 0 | 0 | 0 | 0 | 0 | 0 | 0 | 0 | 0 | 0 | 0 | 0 | 0 | 0 | 0 | 0 | 0 | 0 | 0 | 0 | 0 | 0 | 0 | 0 | 0 | 0 | 0 | 0 | 0 | 0 | 0 | 0 | 0 | 0 | 0 | 0 | 0 | 0 | 0 | 0 | 0 | 0 | 0 | 0 | 0 | 0 | 0 | 0 | 0 | 0 | 0 | 0 | 0 | 0 | 0 | 0 | 0 | 0 | 0 | 0 | 0 | 0 | 0 | 0 | 0 | 0 | 0 | 0 | 0 | 0 | 0 | 0 | 0 | 0 | 0 | 0 | 0 | 0 | 0 | 0 | 0 | 0 | 0 | 0 | 0 | 0 | 0 | 0 | 0 | 0 | 0 | 0 | 0 | 0 | 0 | 0 | 0 | 0 | 0 | 0 | 0 | 0 | 0 | 0 | 0 | 0 | 0 | 0 | 0 | 0 | 0 | 0 | 0 | 0 | 0 | 0 | 0 | 0 | 0 | 0 | 0 | 0 | 0 | 0 | 0 | 0 | 0 | 0 | 0 | 0 | 0 | 0 | 0 | 0 | 0 | 0 | 0 | 0 | 0 | 0 | 0 | 0 | 0 | 0 | 0 | 0 | 0 | 0 | 0 | 0 | 0 | 0 | 0 | 0 | 0 | 0 | 0 | 0 | 0 | 0 | 0 | 0 | 0 | 0 | 0 | 0 | 0 | 0 | 0 | 0 | 0 | 0 | 0 | 0 | 0 | 0 | 0 | 0 | 0 | 0 | 0 | 0 | 0 | 0 | 0 | 0 | 0 | 0 | 0 | 0 | 0 | 0 | 0 | 0 | 0 | 0 | 0 | 0 | 0 | 0 | 0 | 0 | 0 | 0 | 0 | 0 | 0 | 0 | 0 | 0 | 0 | 0
6 | 0 | [5 empty] | 0 | 0 | 0 | 0 | 0 | 0 | 0 | 0 | 0 | 0 | 0 | 0 | 0 | 0 | 0 | 0 | 0 | 0 | 0 | 0 | 0 | 0 | 0 | 0 | 0 | 0 | 0 | 0 | 0 | 0 | 0 | 0 | 0 | 0 | 0 | 0 | 0 | 0 | 0 | 0 | 0 | 0 | 0 | 0 | 0 | 0 | 0 | 0 | 0 | 0 | 0 | 0 | 0 | 0 | 0 | 0 | 0 | 0 | 0 | 0 | 0 | 0 | 0 | 0 | 0 | 0 | 0 | 0 | 0 | 0 | 0 | 0 | 0 | 0 | 0 | 0 | 0 | 0 | 0 | 0 | 0 | 0 | 0 | 0 | 0 | 0 | 0 | 0 | 0 | 0 | 0 | 0 | 0 | 0 | 0 | 0 | 0 | 0 | 0 | 0 | 0 | 0 | 0 | 0 | 0 | 0 | 0 | 0 | 0 | 0 | 0 | 0 | 0 | 0 | 0 | 0 | 0 | 0 | 0 | 0 | 0 | 0 | 0 | 0 | 0 | 0 | 0 | 0 | 0 | 0 | 0 | 0 | 0 | 0 | 0 | 0 | 0 | 0 | 0 | 0 | 0 | 0 | 0 | 0 | 0 | 0 | 0 | 0 | 0 | 0 | 0 | 0 | 0 | 0 | 0 | 0 | 0 | 0 | 0 | 0 | 0 | 0 | 0 | 0 | 0 | 0 | 0 | 0 | 0 | 0 | 0 | 0 | 0 | 0 | 0 | 0 | 0 | 0 | 0 | 0 | 0 | 0 | 0 | 0 | 0 | 0 | 0 | 0 | 0 | 0 | 0 | 0 | 0 | 0 | 0 | 0 | 0 | 0 | 0 | 0 | 0 | 0 | 0 | 0 | 0 | 0 | 0 | 0 | 0 | 0 | 0
7 | #REF! | [6 empty] | #REF! | #REF! | #REF! | #REF! | #REF! | #REF! | #REF! | #REF! | #REF! | #REF! | #REF! | #REF! | #REF! | #REF! | #REF! | #REF! | #REF! | #REF! | #REF! | #REF! | #REF! | #REF! | #REF! | #REF! | #REF! | #REF! | #REF! | #REF! | #REF! | #REF! | #REF! | #REF! | #REF! | #REF! | #REF! | #REF! | #REF! | #REF! | #REF! | #REF! | #REF! | #REF! | #REF! | #REF! | #REF! | #REF! | #REF! | #REF! | #REF! | #REF! | #REF! | #REF! | #REF! | #REF! | #REF! | #REF! | #REF! | #REF! | #REF! | #REF! | #REF! | #REF! | #REF! | #REF! | #REF! | #REF! | #REF! | #REF! | #REF! | #REF! | #REF! | #REF! | #REF! | #REF! | #REF! | #REF! | #REF! | #REF! | #REF! | #REF! | #REF! | #REF! | #REF! | #REF! | #REF! | #REF! | #REF! | #REF! | #REF! | #REF! | #REF! | #REF! | #REF! | #REF! | #REF! | #REF! | #REF! | #REF! | #REF! | #REF! | #REF! | #REF! | #REF! | #REF! | #REF! | #REF! | #REF! | #REF! | #REF! | #REF! | #REF! | #REF! | #REF! | #REF! | #REF! | #REF! | #REF! | #REF! | #REF! | #REF! | #REF! | #REF! | #REF! | #REF! | #REF! | #REF! | #REF! | #REF! | #REF! | #REF! | #REF! | #REF! | #REF! | #REF! | #REF! | #REF! | #REF! | #REF! | #REF! | #REF! | #REF! | #REF! | #REF! | #REF! | #REF! | #REF! | #REF! | #REF! | #REF! | #REF! | #REF! | #REF! | #REF! | #REF! | #REF! | #REF! | #REF! | #REF! | #REF! | #REF! | #REF! | #REF! | #REF! | #REF! | #REF! | #REF! | #REF! | #REF! | #REF! | #REF! | #REF! | #REF! | #REF! | #REF! | #REF! | #REF! | #REF! | #REF! | #REF! | #REF! | #REF! | #REF! | #REF! | #REF! | #REF! | #REF! | #REF! | #REF! | #REF! | #REF! | #REF! | #REF! | #REF! | #REF! | #REF! | #REF! | #REF! | #REF! | #REF! | #REF! | #REF! | #REF! | #REF! | #REF! | #REF! | #REF! | #REF! | #REF! | #REF! | #REF!
8 | #REF! | [7 empty] | #REF! | #REF! | #REF! | #REF! | #REF! | #REF! | #REF! | #REF! | #REF! | #REF! | #REF! | #REF! | #REF! | #REF! | #REF! | #REF! | #REF! | #REF! | #REF! | #REF! | #REF! | #REF! | #REF! | #REF! | #REF! | #REF! | #REF! | #REF! | #REF! | #REF! | #REF! | #REF! | #REF! | #REF! | #REF! | #REF! | #REF! | #REF! | #REF! | #REF! | #REF! | #REF! | #REF! | #REF! | #REF! | #REF! | #REF! | #REF! | #REF! | #REF! | #REF! | #REF! | #REF! | #REF! | #REF! | #REF! | #REF! | #REF! | #REF! | #REF! | #REF! | #REF! | #REF! | #REF! | #REF! | #REF! | #REF! | #REF! | #REF! | #REF! | #REF! | #REF! | #REF! | #REF! | #REF! | #REF! | #REF! | #REF! | #REF! | #REF! | #REF! | #REF! | #REF! | #REF! | #REF! | #REF! | #REF! | #REF! | #REF! | #REF! | #REF! | #REF! | #REF! | #REF! | #REF! | #REF! | #REF! | #REF! | #REF! | #REF! | #REF! | #REF! | #REF! | #REF! | #REF! | #REF! | #REF! | #REF! | #REF! | #REF! | #REF! | #REF! | #REF! | #REF! | #REF! | #REF! | #REF! | #REF! | #REF! | #REF! | #REF! | #REF! | #REF! | #REF! | #REF! | #REF! | #REF! | #REF! | #REF! | #REF! | #REF! | #REF! | #REF! | #REF! | #REF! | #REF! | #REF! | #REF! | #REF! | #REF! | #REF! | #REF! | #REF! | #REF! | #REF! | #REF! | #REF! | #REF! | #REF! | #REF! | #REF! | #REF! | #REF! | #REF! | #REF! | #REF! | #REF! | #REF! | #REF! | #REF! | #REF! | #REF! | #REF! | #REF! | #REF! | #REF! | #REF! | #REF! | #REF! | #REF! | #REF! | #REF! | #REF! | #REF! | #REF! | #REF! | #REF! | #REF! | #REF! | #REF! | #REF! | #REF! | #REF! | #REF! | #REF! | #REF! | #REF! | #REF! | #REF! | #REF! | #REF! | #REF! | #REF! | #REF! | #REF! | #REF! | #REF! | #REF! | #REF! | #REF! | #REF! | #REF! | #REF! | #REF! | #REF! | #REF! | #REF! | #REF! | #REF!
9 | #REF! | [8 empty] | #REF! | #REF! | #REF! | #REF! | #REF! | #REF! | #REF! | #REF! | #REF! | #REF! | #REF! | #REF! | #REF! | #REF! | #REF! | #REF! | #REF! | #REF! | #REF! | #REF! | #REF! | #REF! | #REF! | #REF! | #REF! | #REF! | #REF! | #REF! | #REF! | #REF! | #REF! | #REF! | #REF! | #REF! | #REF! | #REF! | #REF! | #REF! | #REF! | #REF! | #REF! | #REF! | #REF! | #REF! | #REF! | #REF! | #REF! | #REF! | #REF! | #REF! | #REF! | #REF! | #REF! | #REF! | #REF! | #REF! | #REF! | #REF! | #REF! | #REF! | #REF! | #REF! | #REF! | #REF! | #REF! | #REF! | #REF! | #REF! | #REF! | #REF! | #REF! | #REF! | #REF! | #REF! | #REF! | #REF! | #REF! | #REF! | #REF! | #REF! | #REF! | #REF! | #REF! | #REF! | #REF! | #REF! | #REF! | #REF! | #REF! | #REF! | #REF! | #REF! | #REF! | #REF! | #REF! | #REF! | #REF! | #REF! | #REF! | #REF! | #REF! | #REF! | #REF! | #REF! | #REF! | #REF! | #REF! | #REF! | #REF! | #REF! | #REF! | #REF! | #REF! | #REF! | #REF! | #REF! | #REF! | #REF! | #REF! | #REF! | #REF! | #REF! | #REF! | #REF! | #REF! | #REF! | #REF! | #REF! | #REF! | #REF! | #REF! | #REF! | #REF! | #REF! | #REF! | #REF! | #REF! | #REF! | #REF! | #REF! | #REF! | #REF! | #REF! | #REF! | #REF! | #REF! | #REF! | #REF! | #REF! | #REF! | #REF! | #REF! | #REF! | #REF! | #REF! | #REF! | #REF! | #REF! | #REF! | #REF! | #REF! | #REF! | #REF! | #REF! | #REF! | #REF! | #REF! | #REF! | #REF! | #REF! | #REF! | #REF! | #REF! | #REF! | #REF! | #REF! | #REF! | #REF! | #REF! | #REF! | #REF! | #REF! | #REF! | #REF! | #REF! | #REF! | #REF! | #REF! | #REF! | #REF! | #REF! | #REF! | #REF! | #REF! | #REF! | #REF! | #REF! | #REF! | #REF! | #REF! | #REF! | #REF! | #REF! | #REF! | #REF! | #REF! | #REF! | #REF!
10 | #REF! | [9 empty] | #REF! | #REF! | #REF! | #REF! | #REF! | #REF! | #REF! | #REF! | #REF! | #REF! | #REF! | #REF! | #REF! | #REF! | #REF! | #REF! | #REF! | #REF! | #REF! | #REF! | #REF! | #REF! | #REF! | #REF! | #REF! | #REF! | #REF! | #REF! | #REF! | #REF! | #REF! | #REF! | #REF! | #REF! | #REF! | #REF! | #REF! | #REF! | #REF! | #REF! | #REF! | #REF! | #REF! | #REF! | #REF! | #REF! | #REF! | #REF! | #REF! | #REF! | #REF! | #REF! | #REF! | #REF! | #REF! | #REF! | #REF! | #REF! | #REF! | #REF! | #REF! | #REF! | #REF! | #REF! | #REF! | #REF! | #REF! | #REF! | #REF! | #REF! | #REF! | #REF! | #REF! | #REF! | #REF! | #REF! | #REF! | #REF! | #REF! | #REF! | #REF! | #REF! | #REF! | #REF! | #REF! | #REF! | #REF! | #REF! | #REF! | #REF! | #REF! | #REF! | #REF! | #REF! | #REF! | #REF! | #REF! | #REF! | #REF! | #REF! | #REF! | #REF! | #REF! | #REF! | #REF! | #REF! | #REF! | #REF! | #REF! | #REF! | #REF! | #REF! | #REF! | #REF! | #REF! | #REF! | #REF! | #REF! | #REF! | #REF! | #REF! | #REF! | #REF! | #REF! | #REF! | #REF! | #REF! | #REF! | #REF! | #REF! | #REF! | #REF! | #REF! | #REF! | #REF! | #REF! | #REF! | #REF! | #REF! | #REF! | #REF! | #REF! | #REF! | #REF! | #REF! | #REF! | #REF! | #REF! | #REF! | #REF! | #REF! | #REF! | #REF! | #REF! | #REF! | #REF! | #REF! | #REF! | #REF! | #REF! | #REF! | #REF! | #REF! | #REF! | #REF! | #REF! | #REF! | #REF! | #REF! | #REF! | #REF! | #REF! | #REF! | #REF! | #REF! | #REF! | #REF! | #REF! | #REF! | #REF! | #REF! | #REF! | #REF! | #REF! | #REF! | #REF! | #REF! | #REF! | #REF! | #REF! | #REF! | #REF! | #REF! | #REF! | #REF! | #REF! | #REF! | #REF! | #REF! | #REF! | #REF! | #REF! | #REF! | #REF! | #REF! | #REF! | #REF!
11 | #REF! | [10 empty] | #REF! | #REF! | #REF! | #REF! | #REF! | #REF! | #REF! | #REF! | #REF! | #REF! | #REF! | #REF! | #REF! | #REF! | #REF! | #REF! | #REF! | #REF! | #REF! | #REF! | #REF! | #REF! | #REF! | #REF! | #REF! | #REF! | #REF! | #REF! | #REF! | #REF! | #REF! | #REF! | #REF! | #REF! | #REF! | #REF! | #REF! | #REF! | #REF! | #REF! | #REF! | #REF! | #REF! | #REF! | #REF! | #REF! | #REF! | #REF! | #REF! | #REF! | #REF! | #REF! | #REF! | #REF! | #REF! | #REF! | #REF! | #REF! | #REF! | #REF! | #REF! | #REF! | #REF! | #REF! | #REF! | #REF! | #REF! | #REF! | #REF! | #REF! | #REF! | #REF! | #REF! | #REF! | #REF! | #REF! | #REF! | #REF! | #REF! | #REF! | #REF! | #REF! | #REF! | #REF! | #REF! | #REF! | #REF! | #REF! | #REF! | #REF! | #REF! | #REF! | #REF! | #REF! | #REF! | #REF! | #REF! | #REF! | #REF! | #REF! | #REF! | #REF! | #REF! | #REF! | #REF! | #REF! | #REF! | #REF! | #REF! | #REF! | #REF! | #REF! | #REF! | #REF! | #REF! | #REF! | #REF! | #REF! | #REF! | #REF! | #REF! | #REF! | #REF! | #REF! | #REF! | #REF! | #REF! | #REF! | #REF! | #REF! | #REF! | #REF! | #REF! | #REF! | #REF! | #REF! | #REF! | #REF! | #REF! | #REF! | #REF! | #REF! | #REF! | #REF! | #REF! | #REF! | #REF! | #REF! | #REF! | #REF! | #REF! | #REF! | #REF! | #REF! | #REF! | #REF! | #REF! | #REF! | #REF! | #REF! | #REF! | #REF! | #REF! | #REF! | #REF! | #REF! | #REF! | #REF! | #REF! | #REF! | #REF! | #REF! | #REF! | #REF! | #REF! | #REF! | #REF! | #REF! | #REF! | #REF! | #REF! | #REF! | #REF! | #REF! | #REF! | #REF! | #REF! | #REF! | #REF! | #REF! | #REF! | #REF! | #REF! | #REF! | #REF! | #REF! | #REF! | #REF! | #REF! | #REF! | #REF! | #REF! | #REF! | #REF! | #REF! | #REF!
12 | #REF! | [11 empty] | #REF! | #REF! | #REF! | #REF! | #REF! | #REF! | #REF! | #REF! | #REF! | #REF! | #REF! | #REF! | #REF! | #REF! | #REF! | #REF! | #REF! | #REF! | #REF! | #REF! | #REF! | #REF! | #REF! | #REF! | #REF! | #REF! | #REF! | #REF! | #REF! | #REF! | #REF! | #REF! | #REF! | #REF! | #REF! | #REF! | #REF! | #REF! | #REF! | #REF! | #REF! | #REF! | #REF! | #REF! | #REF! | #REF! | #REF! | #REF! | #REF! | #REF! | #REF! | #REF! | #REF! | #REF! | #REF! | #REF! | #REF! | #REF! | #REF! | #REF! | #REF! | #REF! | #REF! | #REF! | #REF! | #REF! | #REF! | #REF! | #REF! | #REF! | #REF! | #REF! | #REF! | #REF! | #REF! | #REF! | #REF! | #REF! | #REF! | #REF! | #REF! | #REF! | #REF! | #REF! | #REF! | #REF! | #REF! | #REF! | #REF! | #REF! | #REF! | #REF! | #REF! | #REF! | #REF! | #REF! | #REF! | #REF! | #REF! | #REF! | #REF! | #REF! | #REF! | #REF! | #REF! | #REF! | #REF! | #REF! | #REF! | #REF! | #REF! | #REF! | #REF! | #REF! | #REF! | #REF! | #REF! | #REF! | #REF! | #REF! | #REF! | #REF! | #REF! | #REF! | #REF! | #REF! | #REF! | #REF! | #REF! | #REF! | #REF! | #REF! | #REF! | #REF! | #REF! | #REF! | #REF! | #REF! | #REF! | #REF! | #REF! | #REF! | #REF! | #REF! | #REF! | #REF! | #REF! | #REF! | #REF! | #REF! | #REF! | #REF! | #REF! | #REF! | #REF! | #REF! | #REF! | #REF! | #REF! | #REF! | #REF! | #REF! | #REF! | #REF! | #REF! | #REF! | #REF! | #REF! | #REF! | #REF! | #REF! | #REF! | #REF! | #REF! | #REF! | #REF! | #REF! | #REF! | #REF! | #REF! | #REF! | #REF! | #REF! | #REF! | #REF! | #REF! | #REF! | #REF! | #REF! | #REF! | #REF! | #REF! | #REF! | #REF! | #REF! | #REF! | #REF! | #REF! | #REF! | #REF! | #REF! | #REF! | #REF! | #REF! | #REF!
13 | #REF! | [12 empty] | #REF! | #REF! | #REF! | #REF! | #REF! | #REF! | #REF! | #REF! | #REF! | #REF! | #REF! | #REF! | #REF! | #REF! | #REF! | #REF! | #REF! | #REF! | #REF! | #REF! | #REF! | #REF! | #REF! | #REF! | #REF! | #REF! | #REF! | #REF! | #REF! | #REF! | #REF! | #REF! | #REF! | #REF! | #REF! | #REF! | #REF! | #REF! | #REF! | #REF! | #REF! | #REF! | #REF! | #REF! | #REF! | #REF! | #REF! | #REF! | #REF! | #REF! | #REF! | #REF! | #REF! | #REF! | #REF! | #REF! | #REF! | #REF! | #REF! | #REF! | #REF! | #REF! | #REF! | #REF! | #REF! | #REF! | #REF! | #REF! | #REF! | #REF! | #REF! | #REF! | #REF! | #REF! | #REF! | #REF! | #REF! | #REF! | #REF! | #REF! | #REF! | #REF! | #REF! | #REF! | #REF! | #REF! | #REF! | #REF! | #REF! | #REF! | #REF! | #REF! | #REF! | #REF! | #REF! | #REF! | #REF! | #REF! | #REF! | #REF! | #REF! | #REF! | #REF! | #REF! | #REF! | #REF! | #REF! | #REF! | #REF! | #REF! | #REF! | #REF! | #REF! | #REF! | #REF! | #REF! | #REF! | #REF! | #REF! | #REF! | #REF! | #REF! | #REF! | #REF! | #REF! | #REF! | #REF! | #REF! | #REF! | #REF! | #REF! | #REF! | #REF! | #REF! | #REF! | #REF! | #REF! | #REF! | #REF! | #REF! | #REF! | #REF! | #REF! | #REF! | #REF! | #REF! | #REF! | #REF! | #REF! | #REF! | #REF! | #REF! | #REF! | #REF! | #REF! | #REF! | #REF! | #REF! | #REF! | #REF! | #REF! | #REF! | #REF! | #REF! | #REF! | #REF! | #REF! | #REF! | #REF! | #REF! | #REF! | #REF! | #REF! | #REF! | #REF! | #REF! | #REF! | #REF! | #REF! | #REF! | #REF! | #REF! | #REF! | #REF! | #REF! | #REF! | #REF! | #REF! | #REF! | #REF! | #REF! | #REF! | #REF! | #REF! | #REF! | #REF! | #REF! | #REF! | #REF! | #REF! | #REF! | #REF! | #REF! | #REF!
14 | #REF! | [13 empty] | #REF! | #REF! | #REF! | #REF! | #REF! | #REF! | #REF! | #REF! | #REF! | #REF! | #REF! | #REF! | #REF! | #REF! | #REF! | #REF! | #REF! | #REF! | #REF! | #REF! | #REF! | #REF! | #REF! | #REF! | #REF! | #REF! | #REF! | #REF! | #REF! | #REF! | #REF! | #REF! | #REF! | #REF! | #REF! | #REF! | #REF! | #REF! | #REF! | #REF! | #REF! | #REF! | #REF! | #REF! | #REF! | #REF! | #REF! | #REF! | #REF! | #REF! | #REF! | #REF! | #REF! | #REF! | #REF! | #REF! | #REF! | #REF! | #REF! | #REF! | #REF! | #REF! | #REF! | #REF! | #REF! | #REF! | #REF! | #REF! | #REF! | #REF! | #REF! | #REF! | #REF! | #REF! | #REF! | #REF! | #REF! | #REF! | #REF! | #REF! | #REF! | #REF! | #REF! | #REF! | #REF! | #REF! | #REF! | #REF! | #REF! | #REF! | #REF! | #REF! | #REF! | #REF! | #REF! | #REF! | #REF! | #REF! | #REF! | #REF! | #REF! | #REF! | #REF! | #REF! | #REF! | #REF! | #REF! | #REF! | #REF! | #REF! | #REF! | #REF! | #REF! | #REF! | #REF! | #REF! | #REF! | #REF! | #REF! | #REF! | #REF! | #REF! | #REF! | #REF! | #REF! | #REF! | #REF! | #REF! | #REF! | #REF! | #REF! | #REF! | #REF! | #REF! | #REF! | #REF! | #REF! | #REF! | #REF! | #REF! | #REF! | #REF! | #REF! | #REF! | #REF! | #REF! | #REF! | #REF! | #REF! | #REF! | #REF! | #REF! | #REF! | #REF! | #REF! | #REF! | #REF! | #REF! | #REF! | #REF! | #REF! | #REF! | #REF! | #REF! | #REF! | #REF! | #REF! | #REF! | #REF! | #REF! | #REF! | #REF! | #REF! | #REF! | #REF! | #REF! | #REF! | #REF! | #REF! | #REF! | #REF! | #REF! | #REF! | #REF! | #REF! | #REF! | #REF! | #REF! | #REF! | #REF! | #REF! | #REF! | #REF! | #REF! | #REF! | #REF! | #REF! | #REF! | #REF! | #REF! | #REF! | #REF! | #REF!
15 | #REF! | [14 empty] | #REF! | #REF! | #REF! | #REF! | #REF! | #REF! | #REF! | #REF! | #REF! | #REF! | #REF! | #REF! | #REF! | #REF! | #REF! | #REF! | #REF! | #REF! | #REF! | #REF! | #REF! | #REF! | #REF! | #REF! | #REF! | #REF! | #REF! | #REF! | #REF! | #REF! | #REF! | #REF! | #REF! | #REF! | #REF! | #REF! | #REF! | #REF! | #REF! | #REF! | #REF! | #REF! | #REF! | #REF! | #REF! | #REF! | #REF! | #REF! | #REF! | #REF! | #REF! | #REF! | #REF! | #REF! | #REF! | #REF! | #REF! | #REF! | #REF! | #REF! | #REF! | #REF! | #REF! | #REF! | #REF! | #REF! | #REF! | #REF! | #REF! | #REF! | #REF! | #REF! | #REF! | #REF! | #REF! | #REF! | #REF! | #REF! | #REF! | #REF! | #REF! | #REF! | #REF! | #REF! | #REF! | #REF! | #REF! | #REF! | #REF! | #REF! | #REF! | #REF! | #REF! | #REF! | #REF! | #REF! | #REF! | #REF! | #REF! | #REF! | #REF! | #REF! | #REF! | #REF! | #REF! | #REF! | #REF! | #REF! | #REF! | #REF! | #REF! | #REF! | #REF! | #REF! | #REF! | #REF! | #REF! | #REF! | #REF! | #REF! | #REF! | #REF! | #REF! | #REF! | #REF! | #REF! | #REF! | #REF! | #REF! | #REF! | #REF! | #REF! | #REF! | #REF! | #REF! | #REF! | #REF! | #REF! | #REF! | #REF! | #REF! | #REF! | #REF! | #REF! | #REF! | #REF! | #REF! | #REF! | #REF! | #REF! | #REF! | #REF! | #REF! | #REF! | #REF! | #REF! | #REF! | #REF! | #REF! | #REF! | #REF! | #REF! | #REF! | #REF! | #REF! | #REF! | #REF! | #REF! | #REF! | #REF! | #REF! | #REF! | #REF! | #REF! | #REF! | #REF! | #REF! | #REF! | #REF! | #REF! | #REF! | #REF! | #REF! | #REF! | #REF! | #REF! | #REF! | #REF! | #REF! | #REF! | #REF! | #REF! | #REF! | #REF! | #REF! | #REF! | #REF! | #REF! | #REF! | #REF! | #REF! | #REF!
16 | #REF! | [15 empty] | #REF! | #REF! | #REF! | #REF! | #REF! | #REF! | #REF! | #REF! | #REF! | #REF! | #REF! | #REF! | #REF! | #REF! | #REF! | #REF! | #REF! | #REF! | #REF! | #REF! | #REF! | #REF! | #REF! | #REF! | #REF! | #REF! | #REF! | #REF! | #REF! | #REF! | #REF! | #REF! | #REF! | #REF! | #REF! | #REF! | #REF! | #REF! | #REF! | #REF! | #REF! | #REF! | #REF! | #REF! | #REF! | #REF! | #REF! | #REF! | #REF! | #REF! | #REF! | #REF! | #REF! | #REF! | #REF! | #REF! | #REF! | #REF! | #REF! | #REF! | #REF! | #REF! | #REF! | #REF! | #REF! | #REF! | #REF! | #REF! | #REF! | #REF! | #REF! | #REF! | #REF! | #REF! | #REF! | #REF! | #REF! | #REF! | #REF! | #REF! | #REF! | #REF! | #REF! | #REF! | #REF! | #REF! | #REF! | #REF! | #REF! | #REF! | #REF! | #REF! | #REF! | #REF! | #REF! | #REF! | #REF! | #REF! | #REF! | #REF! | #REF! | #REF! | #REF! | #REF! | #REF! | #REF! | #REF! | #REF! | #REF! | #REF! | #REF! | #REF! | #REF! | #REF! | #REF! | #REF! | #REF! | #REF! | #REF! | #REF! | #REF! | #REF! | #REF! | #REF! | #REF! | #REF! | #REF! | #REF! | #REF! | #REF! | #REF! | #REF! | #REF! | #REF! | #REF! | #REF! | #REF! | #REF! | #REF! | #REF! | #REF! | #REF! | #REF! | #REF! | #REF! | #REF! | #REF! | #REF! | #REF! | #REF! | #REF! | #REF! | #REF! | #REF! | #REF! | #REF! | #REF! | #REF! | #REF! | #REF! | #REF! | #REF! | #REF! | #REF! | #REF! | #REF! | #REF! | #REF! | #REF! | #REF! | #REF! | #REF! | #REF! | #REF! | #REF! | #REF! | #REF! | #REF! | #REF! | #REF! | #REF! | #REF! | #REF! | #REF! | #REF! | #REF! | #REF! | #REF! | #REF! | #REF! | #REF! | #REF! | #REF! | #REF! | #REF! | #REF! | #REF! | #REF! | #REF! | #REF! | #REF!
17 | #REF! | [16 empty] | #REF! | #REF! | #REF! | #REF! | #REF! | #REF! | #REF! | #REF! | #REF! | #REF! | #REF! | #REF! | #REF! | #REF! | #REF! | #REF! | #REF! | #REF! | #REF! | #REF! | #REF! | #REF! | #REF! | #REF! | #REF! | #REF! | #REF! | #REF! | #REF! | #REF! | #REF! | #REF! | #REF! | #REF! | #REF! | #REF! | #REF! | #REF! | #REF! | #REF! | #REF! | #REF! | #REF! | #REF! | #REF! | #REF! | #REF! | #REF! | #REF! | #REF! | #REF! | #REF! | #REF! | #REF! | #REF! | #REF! | #REF! | #REF! | #REF! | #REF! | #REF! | #REF! | #REF! | #REF! | #REF! | #REF! | #REF! | #REF! | #REF! | #REF! | #REF! | #REF! | #REF! | #REF! | #REF! | #REF! | #REF! | #REF! | #REF! | #REF! | #REF! | #REF! | #REF! | #REF! | #REF! | #REF! | #REF! | #REF! | #REF! | #REF! | #REF! | #REF! | #REF! | #REF! | #REF! | #REF! | #REF! | #REF! | #REF! | #REF! | #REF! | #REF! | #REF! | #REF! | #REF! | #REF! | #REF! | #REF! | #REF! | #REF! | #REF! | #REF! | #REF! | #REF! | #REF! | #REF! | #REF! | #REF! | #REF! | #REF! | #REF! | #REF! | #REF! | #REF! | #REF! | #REF! | #REF! | #REF! | #REF! | #REF! | #REF! | #REF! | #REF! | #REF! | #REF! | #REF! | #REF! | #REF! | #REF! | #REF! | #REF! | #REF! | #REF! | #REF! | #REF! | #REF! | #REF! | #REF! | #REF! | #REF! | #REF! | #REF! | #REF! | #REF! | #REF! | #REF! | #REF! | #REF! | #REF! | #REF! | #REF! | #REF! | #REF! | #REF! | #REF! | #REF! | #REF! | #REF! | #REF! | #REF! | #REF! | #REF! | #REF! | #REF! | #REF! | #REF! | #REF! | #REF! | #REF! | #REF! | #REF! | #REF! | #REF! | #REF! | #REF! | #REF! | #REF! | #REF! | #REF! | #REF! | #REF! | #REF! | #REF! | #REF! | #REF! | #REF! | #REF! | #REF! | #REF! | #REF!
18 | #REF! | [17 empty] | #REF! | #REF! | #REF! | #REF! | #REF! | #REF! | #REF! | #REF! | #REF! | #REF! | #REF! | #REF! | #REF! | #REF! | #REF! | #REF! | #REF! | #REF! | #REF! | #REF! | #REF! | #REF! | #REF! | #REF! | #REF! | #REF! | #REF! | #REF! | #REF! | #REF! | #REF! | #REF! | #REF! | #REF! | #REF! | #REF! | #REF! | #REF! | #REF! | #REF! | #REF! | #REF! | #REF! | #REF! | #REF! | #REF! | #REF! | #REF! | #REF! | #REF! | #REF! | #REF! | #REF! | #REF! | #REF! | #REF! | #REF! | #REF! | #REF! | #REF! | #REF! | #REF! | #REF! | #REF! | #REF! | #REF! | #REF! | #REF! | #REF! | #REF! | #REF! | #REF! | #REF! | #REF! | #REF! | #REF! | #REF! | #REF! | #REF! | #REF! | #REF! | #REF! | #REF! | #REF! | #REF! | #REF! | #REF! | #REF! | #REF! | #REF! | #REF! | #REF! | #REF! | #REF! | #REF! | #REF! | #REF! | #REF! | #REF! | #REF! | #REF! | #REF! | #REF! | #REF! | #REF! | #REF! | #REF! | #REF! | #REF! | #REF! | #REF! | #REF! | #REF! | #REF! | #REF! | #REF! | #REF! | #REF! | #REF! | #REF! | #REF! | #REF! | #REF! | #REF! | #REF! | #REF! | #REF! | #REF! | #REF! | #REF! | #REF! | #REF! | #REF! | #REF! | #REF! | #REF! | #REF! | #REF! | #REF! | #REF! | #REF! | #REF! | #REF! | #REF! | #REF! | #REF! | #REF! | #REF! | #REF! | #REF! | #REF! | #REF! | #REF! | #REF! | #REF! | #REF! | #REF! | #REF! | #REF! | #REF! | #REF! | #REF! | #REF! | #REF! | #REF! | #REF! | #REF! | #REF! | #REF! | #REF! | #REF! | #REF! | #REF! | #REF! | #REF! | #REF! | #REF! | #REF! | #REF! | #REF! | #REF! | #REF! | #REF! | #REF! | #REF! | #REF! | #REF! | #REF! | #REF! | #REF! | #REF! | #REF! | #REF! | #REF! | #REF! | #REF! | #REF! | #REF! | #REF!
19 | #REF! | [18 empty] | #REF! | #REF! | #REF! | #REF! | #REF! | #REF! | #REF! | #REF! | #REF! | #REF! | #REF! | #REF! | #REF! | #REF! | #REF! | #REF! | #REF! | #REF! | #REF! | #REF! | #REF! | #REF! | #REF! | #REF! | #REF! | #REF! | #REF! | #REF! | #REF! | #REF! | #REF! | #REF! | #REF! | #REF! | #REF! | #REF! | #REF! | #REF! | #REF! | #REF! | #REF! | #REF! | #REF! | #REF! | #REF! | #REF! | #REF! | #REF! | #REF! | #REF! | #REF! | #REF! | #REF! | #REF! | #REF! | #REF! | #REF! | #REF! | #REF! | #REF! | #REF! | #REF! | #REF! | #REF! | #REF! | #REF! | #REF! | #REF! | #REF! | #REF! | #REF! | #REF! | #REF! | #REF! | #REF! | #REF! | #REF! | #REF! | #REF! | #REF! | #REF! | #REF! | #REF! | #REF! | #REF! | #REF! | #REF! | #REF! | #REF! | #REF! | #REF! | #REF! | #REF! | #REF! | #REF! | #REF! | #REF! | #REF! | #REF! | #REF! | #REF! | #REF! | #REF! | #REF! | #REF! | #REF! | #REF! | #REF! | #REF! | #REF! | #REF! | #REF! | #REF! | #REF! | #REF! | #REF! | #REF! | #REF! | #REF! | #REF! | #REF! | #REF! | #REF! | #REF! | #REF! | #REF! | #REF! | #REF! | #REF! | #REF! | #REF! | #REF! | #REF! | #REF! | #REF! | #REF! | #REF! | #REF! | #REF! | #REF! | #REF! | #REF! | #REF! | #REF! | #REF! | #REF! | #REF! | #REF! | #REF! | #REF! | #REF! | #REF! | #REF! | #REF! | #REF! | #REF! | #REF! | #REF! | #REF! | #REF! | #REF! | #REF! | #REF! | #REF! | #REF! | #REF! | #REF! | #REF! | #REF! | #REF! | #REF! | #REF! | #REF! | #REF! | #REF! | #REF! | #REF! | #REF! | #REF! | #REF! | #REF! | #REF! | #REF! | #REF! | #REF! | #REF! | #REF! | #REF! | #REF! | #REF! | #REF! | #REF! | #REF! | #REF! | #REF! | #REF! | #REF! | #REF!
20 | #REF! | [19 empty] | #REF! | #REF! | #REF! | #REF! | #REF! | #REF! | #REF! | #REF! | #REF! | #REF! | #REF! | #REF! | #REF! | #REF! | #REF! | #REF! | #REF! | #REF! | #REF! | #REF! | #REF! | #REF! | #REF! | #REF! | #REF! | #REF! | #REF! | #REF! | #REF! | #REF! | #REF! | #REF! | #REF! | #REF! | #REF! | #REF! | #REF! | #REF! | #REF! | #REF! | #REF! | #REF! | #REF! | #REF! | #REF! | #REF! | #REF! | #REF! | #REF! | #REF! | #REF! | #REF! | #REF! | #REF! | #REF! | #REF! | #REF! | #REF! | #REF! | #REF! | #REF! | #REF! | #REF! | #REF! | #REF! | #REF! | #REF! | #REF! | #REF! | #REF! | #REF! | #REF! | #REF! | #REF! | #REF! | #REF! | #REF! | #REF! | #REF! | #REF! | #REF! | #REF! | #REF! | #REF! | #REF! | #REF! | #REF! | #REF! | #REF! | #REF! | #REF! | #REF! | #REF! | #REF! | #REF! | #REF! | #REF! | #REF! | #REF! | #REF! | #REF! | #REF! | #REF! | #REF! | #REF! | #REF! | #REF! | #REF! | #REF! | #REF! | #REF! | #REF! | #REF! | #REF! | #REF! | #REF! | #REF! | #REF! | #REF! | #REF! | #REF! | #REF! | #REF! | #REF! | #REF! | #REF! | #REF! | #REF! | #REF! | #REF! | #REF! | #REF! | #REF! | #REF! | #REF! | #REF! | #REF! | #REF! | #REF! | #REF! | #REF! | #REF! | #REF! | #REF! | #REF! | #REF! | #REF! | #REF! | #REF! | #REF! | #REF! | #REF! | #REF! | #REF! | #REF! | #REF! | #REF! | #REF! | #REF! | #REF! | #REF! | #REF! | #REF! | #REF! | #REF! | #REF! | #REF! | #REF! | #REF! | #REF! | #REF! | #REF! | #REF! | #REF! | #REF! | #REF! | #REF! | #REF! | #REF! | #REF! | #REF! | #REF! | #REF! | #REF! | #REF! | #REF! | #REF! | #REF! | #REF! | #REF! | #REF! | #REF! | #REF! | #REF! | #REF! | #REF! | #REF!
21 | #REF! | [20 empty] | #REF! | #REF! | #REF! | #REF! | #REF! | #REF! | #REF! | #REF! | #REF! | #REF! | #REF! | #REF! | #REF! | #REF! | #REF! | #REF! | #REF! | #REF! | #REF! | #REF! | #REF! | #REF! | #REF! | #REF! | #REF! | #REF! | #REF! | #REF! | #REF! | #REF! | #REF! | #REF! | #REF! | #REF! | #REF! | #REF! | #REF! | #REF! | #REF! | #REF! | #REF! | #REF! | #REF! | #REF! | #REF! | #REF! | #REF! | #REF! | #REF! | #REF! | #REF! | #REF! | #REF! | #REF! | #REF! | #REF! | #REF! | #REF! | #REF! | #REF! | #REF! | #REF! | #REF! | #REF! | #REF! | #REF! | #REF! | #REF! | #REF! | #REF! | #REF! | #REF! | #REF! | #REF! | #REF! | #REF! | #REF! | #REF! | #REF! | #REF! | #REF! | #REF! | #REF! | #REF! | #REF! | #REF! | #REF! | #REF! | #REF! | #REF! | #REF! | #REF! | #REF! | #REF! | #REF! | #REF! | #REF! | #REF! | #REF! | #REF! | #REF! | #REF! | #REF! | #REF! | #REF! | #REF! | #REF! | #REF! | #REF! | #REF! | #REF! | #REF! | #REF! | #REF! | #REF! | #REF! | #REF! | #REF! | #REF! | #REF! | #REF! | #REF! | #REF! | #REF! | #REF! | #REF! | #REF! | #REF! | #REF! | #REF! | #REF! | #REF! | #REF! | #REF! | #REF! | #REF! | #REF! | #REF! | #REF! | #REF! | #REF! | #REF! | #REF! | #REF! | #REF! | #REF! | #REF! | #REF! | #REF! | #REF! | #REF! | #REF! | #REF! | #REF! | #REF! | #REF! | #REF! | #REF! | #REF! | #REF! | #REF! | #REF! | #REF! | #REF! | #REF! | #REF! | #REF! | #REF! | #REF! | #REF! | #REF! | #REF! | #REF! | #REF! | #REF! | #REF! | #REF! | #REF! | #REF! | #REF! | #REF! | #REF! | #REF! | #REF! | #REF! | #REF! | #REF! | #REF! | #REF! | #REF! | #REF! | #REF! | #REF! | #REF! | #REF! | #REF!
22 | #REF! | [21 empty] | #REF! | #REF! | #REF! | #REF! | #REF! | #REF! | #REF! | #REF! | #REF! | #REF! | #REF! | #REF! | #REF! | #REF! | #REF! | #REF! | #REF! | #REF! | #REF! | #REF! | #REF! | #REF! | #REF! | #REF! | #REF! | #REF! | #REF! | #REF! | #REF! | #REF! | #REF! | #REF! | #REF! | #REF! | #REF! | #REF! | #REF! | #REF! | #REF! | #REF! | #REF! | #REF! | #REF! | #REF! | #REF! | #REF! | #REF! | #REF! | #REF! | #REF! | #REF! | #REF! | #REF! | #REF! | #REF! | #REF! | #REF! | #REF! | #REF! | #REF! | #REF! | #REF! | #REF! | #REF! | #REF! | #REF! | #REF! | #REF! | #REF! | #REF! | #REF! | #REF! | #REF! | #REF! | #REF! | #REF! | #REF! | #REF! | #REF! | #REF! | #REF! | #REF! | #REF! | #REF! | #REF! | #REF! | #REF! | #REF! | #REF! | #REF! | #REF! | #REF! | #REF! | #REF! | #REF! | #REF! | #REF! | #REF! | #REF! | #REF! | #REF! | #REF! | #REF! | #REF! | #REF! | #REF! | #REF! | #REF! | #REF! | #REF! | #REF! | #REF! | #REF! | #REF! | #REF! | #REF! | #REF! | #REF! | #REF! | #REF! | #REF! | #REF! | #REF! | #REF! | #REF! | #REF! | #REF! | #REF! | #REF! | #REF! | #REF! | #REF! | #REF! | #REF! | #REF! | #REF! | #REF! | #REF! | #REF! | #REF! | #REF! | #REF! | #REF! | #REF! | #REF! | #REF! | #REF! | #REF! | #REF! | #REF! | #REF! | #REF! | #REF! | #REF! | #REF! | #REF! | #REF! | #REF! | #REF! | #REF! | #REF! | #REF! | #REF! | #REF! | #REF! | #REF! | #REF! | #REF! | #REF! | #REF! | #REF! | #REF! | #REF! | #REF! | #REF! | #REF! | #REF! | #REF! | #REF! | #REF! | #REF! | #REF! | #REF! | #REF! | #REF! | #REF! | #REF! | #REF! | #REF! | #REF! | #REF! | #REF! | #REF! | #REF! | #REF!
23 | #REF! | [22 empty] | #REF! | #REF! | #REF! | #REF! | #REF! | #REF! | #REF! | #REF! | #REF! | #REF! | #REF! | #REF! | #REF! | #REF! | #REF! | #REF! | #REF! | #REF! | #REF! | #REF! | #REF! | #REF! | #REF! | #REF! | #REF! | #REF! | #REF! | #REF! | #REF! | #REF! | #REF! | #REF! | #REF! | #REF! | #REF! | #REF! | #REF! | #REF! | #REF! | #REF! | #REF! | #REF! | #REF! | #REF! | #REF! | #REF! | #REF! | #REF! | #REF! | #REF! | #REF! | #REF! | #REF! | #REF! | #REF! | #REF! | #REF! | #REF! | #REF! | #REF! | #REF! | #REF! | #REF! | #REF! | #REF! | #REF! | #REF! | #REF! | #REF! | #REF! | #REF! | #REF! | #REF! | #REF! | #REF! | #REF! | #REF! | #REF! | #REF! | #REF! | #REF! | #REF! | #REF! | #REF! | #REF! | #REF! | #REF! | #REF! | #REF! | #REF! | #REF! | #REF! | #REF! | #REF! | #REF! | #REF! | #REF! | #REF! | #REF! | #REF! | #REF! | #REF! | #REF! | #REF! | #REF! | #REF! | #REF! | #REF! | #REF! | #REF! | #REF! | #REF! | #REF! | #REF! | #REF! | #REF! | #REF! | #REF! | #REF! | #REF! | #REF! | #REF! | #REF! | #REF! | #REF! | #REF! | #REF! | #REF! | #REF! | #REF! | #REF! | #REF! | #REF! | #REF! | #REF! | #REF! | #REF! | #REF! | #REF! | #REF! | #REF! | #REF! | #REF! | #REF! | #REF! | #REF! | #REF! | #REF! | #REF! | #REF! | #REF! | #REF! | #REF! | #REF! | #REF! | #REF! | #REF! | #REF! | #REF! | #REF! | #REF! | #REF! | #REF! | #REF! | #REF! | #REF! | #REF! | #REF! | #REF! | #REF! | #REF! | #REF! | #REF! | #REF! | #REF! | #REF! | #REF! | #REF! | #REF! | #REF! | #REF! | #REF! | #REF! | #REF! | #REF! | #REF! | #REF! | #REF! | #REF! | #REF! | #REF! | #REF! | #REF! | #REF!
24 | #REF! | [23 empty] | #REF! | #REF! | #REF! | #REF! | #REF! | #REF! | #REF! | #REF! | #REF! | #REF! | #REF! | #REF! | #REF! | #REF! | #REF! | #REF! | #REF! | #REF! | #REF! | #REF! | #REF! | #REF! | #REF! | #REF! | #REF! | #REF! | #REF! | #REF! | #REF! | #REF! | #REF! | #REF! | #REF! | #REF! | #REF! | #REF! | #REF! | #REF! | #REF! | #REF! | #REF! | #REF! | #REF! | #REF! | #REF! | #REF! | #REF! | #REF! | #REF! | #REF! | #REF! | #REF! | #REF! | #REF! | #REF! | #REF! | #REF! | #REF! | #REF! | #REF! | #REF! | #REF! | #REF! | #REF! | #REF! | #REF! | #REF! | #REF! | #REF! | #REF! | #REF! | #REF! | #REF! | #REF! | #REF! | #REF! | #REF! | #REF! | #REF! | #REF! | #REF! | #REF! | #REF! | #REF! | #REF! | #REF! | #REF! | #REF! | #REF! | #REF! | #REF! | #REF! | #REF! | #REF! | #REF! | #REF! | #REF! | #REF! | #REF! | #REF! | #REF! | #REF! | #REF! | #REF! | #REF! | #REF! | #REF! | #REF! | #REF! | #REF! | #REF! | #REF! | #REF! | #REF! | #REF! | #REF! | #REF! | #REF! | #REF! | #REF! | #REF! | #REF! | #REF! | #REF! | #REF! | #REF! | #REF! | #REF! | #REF! | #REF! | #REF! | #REF! | #REF! | #REF! | #REF! | #REF! | #REF! | #REF! | #REF! | #REF! | #REF! | #REF! | #REF! | #REF! | #REF! | #REF! | #REF! | #REF! | #REF! | #REF! | #REF! | #REF! | #REF! | #REF! | #REF! | #REF! | #REF! | #REF! | #REF! | #REF! | #REF! | #REF! | #REF! | #REF! | #REF! | #REF! | #REF! | #REF! | #REF! | #REF! | #REF! | #REF! | #REF! | #REF! | #REF! | #REF! | #REF! | #REF! | #REF! | #REF! | #REF! | #REF! | #REF! | #REF! | #REF! | #REF! | #REF! | #REF! | #REF! | #REF! | #REF! | #REF! | #REF!
25 | #REF! | [24 empty] | #REF! | #REF! | #REF! | #REF! | #REF! | #REF! | #REF! | #REF! | #REF! | #REF! | #REF! | #REF! | #REF! | #REF! | #REF! | #REF! | #REF! | #REF! | #REF! | #REF! | #REF! | #REF! | #REF! | #REF! | #REF! | #REF! | #REF! | #REF! | #REF! | #REF! | #REF! | #REF! | #REF! | #REF! | #REF! | #REF! | #REF! | #REF! | #REF! | #REF! | #REF! | #REF! | #REF! | #REF! | #REF! | #REF! | #REF! | #REF! | #REF! | #REF! | #REF! | #REF! | #REF! | #REF! | #REF! | #REF! | #REF! | #REF! | #REF! | #REF! | #REF! | #REF! | #REF! | #REF! | #REF! | #REF! | #REF! | #REF! | #REF! | #REF! | #REF! | #REF! | #REF! | #REF! | #REF! | #REF! | #REF! | #REF! | #REF! | #REF! | #REF! | #REF! | #REF! | #REF! | #REF! | #REF! | #REF! | #REF! | #REF! | #REF! | #REF! | #REF! | #REF! | #REF! | #REF! | #REF! | #REF! | #REF! | #REF! | #REF! | #REF! | #REF! | #REF! | #REF! | #REF! | #REF! | #REF! | #REF! | #REF! | #REF! | #REF! | #REF! | #REF! | #REF! | #REF! | #REF! | #REF! | #REF! | #REF! | #REF! | #REF! | #REF! | #REF! | #REF! | #REF! | #REF! | #REF! | #REF! | #REF! | #REF! | #REF! | #REF! | #REF! | #REF! | #REF! | #REF! | #REF! | #REF! | #REF! | #REF! | #REF! | #REF! | #REF! | #REF! | #REF! | #REF! | #REF! | #REF! | #REF! | #REF! | #REF! | #REF! | #REF! | #REF! | #REF! | #REF! | #REF! | #REF! | #REF! | #REF! | #REF! | #REF! | #REF! | #REF! | #REF! | #REF! | #REF! | #REF! | #REF! | #REF! | #REF! | #REF! | #REF! | #REF! | #REF! | #REF! | #REF! | #REF! | #REF! | #REF! | #REF! | #REF! | #REF! | #REF! | #REF! | #REF! | #REF! | #REF! | #REF! | #REF! | #REF! | #REF!
26 | #REF! | [25 empty] | #REF! | #REF! | #REF! | #REF! | #REF! | #REF! | #REF! | #REF! | #REF! | #REF! | #REF! | #REF! | #REF! | #REF! | #REF! | #REF! | #REF! | #REF! | #REF! | #REF! | #REF! | #REF! | #REF! | #REF! | #REF! | #REF! | #REF! | #REF! | #REF! | #REF! | #REF! | #REF! | #REF! | #REF! | #REF! | #REF! | #REF! | #REF! | #REF! | #REF! | #REF! | #REF! | #REF! | #REF! | #REF! | #REF! | #REF! | #REF! | #REF! | #REF! | #REF! | #REF! | #REF! | #REF! | #REF! | #REF! | #REF! | #REF! | #REF! | #REF! | #REF! | #REF! | #REF! | #REF! | #REF! | #REF! | #REF! | #REF! | #REF! | #REF! | #REF! | #REF! | #REF! | #REF! | #REF! | #REF! | #REF! | #REF! | #REF! | #REF! | #REF! | #REF! | #REF! | #REF! | #REF! | #REF! | #REF! | #REF! | #REF! | #REF! | #REF! | #REF! | #REF! | #REF! | #REF! | #REF! | #REF! | #REF! | #REF! | #REF! | #REF! | #REF! | #REF! | #REF! | #REF! | #REF! | #REF! | #REF! | #REF! | #REF! | #REF! | #REF! | #REF! | #REF! | #REF! | #REF! | #REF! | #REF! | #REF! | #REF! | #REF! | #REF! | #REF! | #REF! | #REF! | #REF! | #REF! | #REF! | #REF! | #REF! | #REF! | #REF! | #REF! | #REF! | #REF! | #REF! | #REF! | #REF! | #REF! | #REF! | #REF! | #REF! | #REF! | #REF! | #REF! | #REF! | #REF! | #REF! | #REF! | #REF! | #REF! | #REF! | #REF! | #REF! | #REF! | #REF! | #REF! | #REF! | #REF! | #REF! | #REF! | #REF! | #REF! | #REF! | #REF! | #REF! | #REF! | #REF! | #REF! | #REF! | #REF! | #REF! | #REF! | #REF! | #REF! | #REF! | #REF! | #REF! | #REF! | #REF! | #REF! | #REF! | #REF! | #REF! | #REF! | #REF! | #REF! | #REF! | #REF! | #REF! | #REF!
27 | #REF! | [26 empty] | #REF! | #REF! | #REF! | #REF! | #REF! | #REF! | #REF! | #REF! | #REF! | #REF! | #REF! | #REF! | #REF! | #REF! | #REF! | #REF! | #REF! | #REF! | #REF! | #REF! | #REF! | #REF! | #REF! | #REF! | #REF! | #REF! | #REF! | #REF! | #REF! | #REF! | #REF! | #REF! | #REF! | #REF! | #REF! | #REF! | #REF! | #REF! | #REF! | #REF! | #REF! | #REF! | #REF! | #REF! | #REF! | #REF! | #REF! | #REF! | #REF! | #REF! | #REF! | #REF! | #REF! | #REF! | #REF! | #REF! | #REF! | #REF! | #REF! | #REF! | #REF! | #REF! | #REF! | #REF! | #REF! | #REF! | #REF! | #REF! | #REF! | #REF! | #REF! | #REF! | #REF! | #REF! | #REF! | #REF! | #REF! | #REF! | #REF! | #REF! | #REF! | #REF! | #REF! | #REF! | #REF! | #REF! | #REF! | #REF! | #REF! | #REF! | #REF! | #REF! | #REF! | #REF! | #REF! | #REF! | #REF! | #REF! | #REF! | #REF! | #REF! | #REF! | #REF! | #REF! | #REF! | #REF! | #REF! | #REF! | #REF! | #REF! | #REF! | #REF! | #REF! | #REF! | #REF! | #REF! | #REF! | #REF! | #REF! | #REF! | #REF! | #REF! | #REF! | #REF! | #REF! | #REF! | #REF! | #REF! | #REF! | #REF! | #REF! | #REF! | #REF! | #REF! | #REF! | #REF! | #REF! | #REF! | #REF! | #REF! | #REF! | #REF! | #REF! | #REF! | #REF! | #REF! | #REF! | #REF! | #REF! | #REF! | #REF! | #REF! | #REF! | #REF! | #REF! | #REF! | #REF! | #REF! | #REF! | #REF! | #REF! | #REF! | #REF! | #REF! | #REF! | #REF! | #REF! | #REF! | #REF! | #REF! | #REF! | #REF! | #REF! | #REF! | #REF! | #REF! | #REF! | #REF! | #REF! | #REF! | #REF! | #REF! | #REF! | #REF! | #REF! | #REF! | #REF! | #REF! | #REF! | #REF!
28 | #REF! | [27 empty] | #REF! | #REF! | #REF! | #REF! | #REF! | #REF! | #REF! | #REF! | #REF! | #REF! | #REF! | #REF! | #REF! | #REF! | #REF! | #REF! | #REF! | #REF! | #REF! | #REF! | #REF! | #REF! | #REF! | #REF! | #REF! | #REF! | #REF! | #REF! | #REF! | #REF! | #REF! | #REF! | #REF! | #REF! | #REF! | #REF! | #REF! | #REF! | #REF! | #REF! | #REF! | #REF! | #REF! | #REF! | #REF! | #REF! | #REF! | #REF! | #REF! | #REF! | #REF! | #REF! | #REF! | #REF! | #REF! | #REF! | #REF! | #REF! | #REF! | #REF! | #REF! | #REF! | #REF! | #REF! | #REF! | #REF! | #REF! | #REF! | #REF! | #REF! | #REF! | #REF! | #REF! | #REF! | #REF! | #REF! | #REF! | #REF! | #REF! | #REF! | #REF! | #REF! | #REF! | #REF! | #REF! | #REF! | #REF! | #REF! | #REF! | #REF! | #REF! | #REF! | #REF! | #REF! | #REF! | #REF! | #REF! | #REF! | #REF! | #REF! | #REF! | #REF! | #REF! | #REF! | #REF! | #REF! | #REF! | #REF! | #REF! | #REF! | #REF! | #REF! | #REF! | #REF! | #REF! | #REF! | #REF! | #REF! | #REF! | #REF! | #REF! | #REF! | #REF! | #REF! | #REF! | #REF! | #REF! | #REF! | #REF! | #REF! | #REF! | #REF! | #REF! | #REF! | #REF! | #REF! | #REF! | #REF! | #REF! | #REF! | #REF! | #REF! | #REF! | #REF! | #REF! | #REF! | #REF! | #REF! | #REF! | #REF! | #REF! | #REF! | #REF! | #REF! | #REF! | #REF! | #REF! | #REF! | #REF! | #REF! | #REF! | #REF! | #REF! | #REF! | #REF! | #REF! | #REF! | #REF! | #REF! | #REF! | #REF! | #REF! | #REF! | #REF! | #REF! | #REF! | #REF! | #REF! | #REF! | #REF! | #REF! | #REF! | #REF! | #REF! | #REF! | #REF! | #REF! | #REF! | #REF!
29 | #REF! | [28 empty] | #REF! | #REF! | #REF! | #REF! | #REF! | #REF! | #REF! | #REF! | #REF! | #REF! | #REF! | #REF! | #REF! | #REF! | #REF! | #REF! | #REF! | #REF! | #REF! | #REF! | #REF! | #REF! | #REF! | #REF! | #REF! | #REF! | #REF! | #REF! | #REF! | #REF! | #REF! | #REF! | #REF! | #REF! | #REF! | #REF! | #REF! | #REF! | #REF! | #REF! | #REF! | #REF! | #REF! | #REF! | #REF! | #REF! | #REF! | #REF! | #REF! | #REF! | #REF! | #REF! | #REF! | #REF! | #REF! | #REF! | #REF! | #REF! | #REF! | #REF! | #REF! | #REF! | #REF! | #REF! | #REF! | #REF! | #REF! | #REF! | #REF! | #REF! | #REF! | #REF! | #REF! | #REF! | #REF! | #REF! | #REF! | #REF! | #REF! | #REF! | #REF! | #REF! | #REF! | #REF! | #REF! | #REF! | #REF! | #REF! | #REF! | #REF! | #REF! | #REF! | #REF! | #REF! | #REF! | #REF! | #REF! | #REF! | #REF! | #REF! | #REF! | #REF! | #REF! | #REF! | #REF! | #REF! | #REF! | #REF! | #REF! | #REF! | #REF! | #REF! | #REF! | #REF! | #REF! | #REF! | #REF! | #REF! | #REF! | #REF! | #REF! | #REF! | #REF! | #REF! | #REF! | #REF! | #REF! | #REF! | #REF! | #REF! | #REF! | #REF! | #REF! | #REF! | #REF! | #REF! | #REF! | #REF! | #REF! | #REF! | #REF! | #REF! | #REF! | #REF! | #REF! | #REF! | #REF! | #REF! | #REF! | #REF! | #REF! | #REF! | #REF! | #REF! | #REF! | #REF! | #REF! | #REF! | #REF! | #REF! | #REF! | #REF! | #REF! | #REF! | #REF! | #REF! | #REF! | #REF! | #REF! | #REF! | #REF! | #REF! | #REF! | #REF! | #REF! | #REF! | #REF! | #REF! | #REF! | #REF! | #REF! | #REF! | #REF! | #REF! | #REF! | #REF! | #REF! | #REF!
30 | #REF! | [29 empty] | #REF! | #REF! | #REF! | #REF! | #REF! | #REF! | #REF! | #REF! | #REF! | #REF! | #REF! | #REF! | #REF! | #REF! | #REF! | #REF! | #REF! | #REF! | #REF! | #REF! | #REF! | #REF! | #REF! | #REF! | #REF! | #REF! | #REF! | #REF! | #REF! | #REF! | #REF! | #REF! | #REF! | #REF! | #REF! | #REF! | #REF! | #REF! | #REF! | #REF! | #REF! | #REF! | #REF! | #REF! | #REF! | #REF! | #REF! | #REF! | #REF! | #REF! | #REF! | #REF! | #REF! | #REF! | #REF! | #REF! | #REF! | #REF! | #REF! | #REF! | #REF! | #REF! | #REF! | #REF! | #REF! | #REF! | #REF! | #REF! | #REF! | #REF! | #REF! | #REF! | #REF! | #REF! | #REF! | #REF! | #REF! | #REF! | #REF! | #REF! | #REF! | #REF! | #REF! | #REF! | #REF! | #REF! | #REF! | #REF! | #REF! | #REF! | #REF! | #REF! | #REF! | #REF! | #REF! | #REF! | #REF! | #REF! | #REF! | #REF! | #REF! | #REF! | #REF! | #REF! | #REF! | #REF! | #REF! | #REF! | #REF! | #REF! | #REF! | #REF! | #REF! | #REF! | #REF! | #REF! | #REF! | #REF! | #REF! | #REF! | #REF! | #REF! | #REF! | #REF! | #REF! | #REF! | #REF! | #REF! | #REF! | #REF! | #REF! | #REF! | #REF! | #REF! | #REF! | #REF! | #REF! | #REF! | #REF! | #REF! | #REF! | #REF! | #REF! | #REF! | #REF! | #REF! | #REF! | #REF! | #REF! | #REF! | #REF! | #REF! | #REF! | #REF! | #REF! | #REF! | #REF! | #REF! | #REF! | #REF! | #REF! | #REF! | #REF! | #REF! | #REF! | #REF! | #REF! | #REF! | #REF! | #REF! | #REF! | #REF! | #REF! | #REF! | #REF! | #REF! | #REF! | #REF! | #REF! | #REF! | #REF! | #REF! | #REF! | #REF! | #REF! | #REF! | #REF!
31 | #REF! | [30 empty] | #REF! | #REF! | #REF! | #REF! | #REF! | #REF! | #REF! | #REF! | #REF! | #REF! | #REF! | #REF! | #REF! | #REF! | #REF! | #REF! | #REF! | #REF! | #REF! | #REF! | #REF! | #REF! | #REF! | #REF! | #REF! | #REF! | #REF! | #REF! | #REF! | #REF! | #REF! | #REF! | #REF! | #REF! | #REF! | #REF! | #REF! | #REF! | #REF! | #REF! | #REF! | #REF! | #REF! | #REF! | #REF! | #REF! | #REF! | #REF! | #REF! | #REF! | #REF! | #REF! | #REF! | #REF! | #REF! | #REF! | #REF! | #REF! | #REF! | #REF! | #REF! | #REF! | #REF! | #REF! | #REF! | #REF! | #REF! | #REF! | #REF! | #REF! | #REF! | #REF! | #REF! | #REF! | #REF! | #REF! | #REF! | #REF! | #REF! | #REF! | #REF! | #REF! | #REF! | #REF! | #REF! | #REF! | #REF! | #REF! | #REF! | #REF! | #REF! | #REF! | #REF! | #REF! | #REF! | #REF! | #REF! | #REF! | #REF! | #REF! | #REF! | #REF! | #REF! | #REF! | #REF! | #REF! | #REF! | #REF! | #REF! | #REF! | #REF! | #REF! | #REF! | #REF! | #REF! | #REF! | #REF! | #REF! | #REF! | #REF! | #REF! | #REF! | #REF! | #REF! | #REF! | #REF! | #REF! | #REF! | #REF! | #REF! | #REF! | #REF! | #REF! | #REF! | #REF! | #REF! | #REF! | #REF! | #REF! | #REF! | #REF! | #REF! | #REF! | #REF! | #REF! | #REF! | #REF! | #REF! | #REF! | #REF! | #REF! | #REF! | #REF! | #REF! | #REF! | #REF! | #REF! | #REF! | #REF! | #REF! | #REF! | #REF! | #REF! | #REF! | #REF! | #REF! | #REF! | #REF! | #REF! | #REF! | #REF! | #REF! | #REF! | #REF! | #REF! | #REF! | #REF! | #REF! | #REF! | #REF! | #REF! | #REF! | #REF! | #REF! | #REF! | #REF!
32 | #REF! | [31 empty] | #REF! | #REF! | #REF! | #REF! | #REF! | #REF! | #REF! | #REF! | #REF! | #REF! | #REF! | #REF! | #REF! | #REF! | #REF! | #REF! | #REF! | #REF! | #REF! | #REF! | #REF! | #REF! | #REF! | #REF! | #REF! | #REF! | #REF! | #REF! | #REF! | #REF! | #REF! | #REF! | #REF! | #REF! | #REF! | #REF! | #REF! | #REF! | #REF! | #REF! | #REF! | #REF! | #REF! | #REF! | #REF! | #REF! | #REF! | #REF! | #REF! | #REF! | #REF! | #REF! | #REF! | #REF! | #REF! | #REF! | #REF! | #REF! | #REF! | #REF! | #REF! | #REF! | #REF! | #REF! | #REF! | #REF! | #REF! | #REF! | #REF! | #REF! | #REF! | #REF! | #REF! | #REF! | #REF! | #REF! | #REF! | #REF! | #REF! | #REF! | #REF! | #REF! | #REF! | #REF! | #REF! | #REF! | #REF! | #REF! | #REF! | #REF! | #REF! | #REF! | #REF! | #REF! | #REF! | #REF! | #REF! | #REF! | #REF! | #REF! | #REF! | #REF! | #REF! | #REF! | #REF! | #REF! | #REF! | #REF! | #REF! | #REF! | #REF! | #REF! | #REF! | #REF! | #REF! | #REF! | #REF! | #REF! | #REF! | #REF! | #REF! | #REF! | #REF! | #REF! | #REF! | #REF! | #REF! | #REF! | #REF! | #REF! | #REF! | #REF! | #REF! | #REF! | #REF! | #REF! | #REF! | #REF! | #REF! | #REF! | #REF! | #REF! | #REF! | #REF! | #REF! | #REF! | #REF! | #REF! | #REF! | #REF! | #REF! | #REF! | #REF! | #REF! | #REF! | #REF! | #REF! | #REF! | #REF! | #REF! | #REF! | #REF! | #REF! | #REF! | #REF! | #REF! | #REF! | #REF! | #REF! | #REF! | #REF! | #REF! | #REF! | #REF! | #REF! | #REF! | #REF! | #REF! | #REF! | #REF! | #REF! | #REF! | #REF! | #REF! | #REF!
33 | #REF! | [32 empty] | #REF! | #REF! | #REF! | #REF! | #REF! | #REF! | #REF! | #REF! | #REF! | #REF! | #REF! | #REF! | #REF! | #REF! | #REF! | #REF! | #REF! | #REF! | #REF! | #REF! | #REF! | #REF! | #REF! | #REF! | #REF! | #REF! | #REF! | #REF! | #REF! | #REF! | #REF! | #REF! | #REF! | #REF! | #REF! | #REF! | #REF! | #REF! | #REF! | #REF! | #REF! | #REF! | #REF! | #REF! | #REF! | #REF! | #REF! | #REF! | #REF! | #REF! | #REF! | #REF! | #REF! | #REF! | #REF! | #REF! | #REF! | #REF! | #REF! | #REF! | #REF! | #REF! | #REF! | #REF! | #REF! | #REF! | #REF! | #REF! | #REF! | #REF! | #REF! | #REF! | #REF! | #REF! | #REF! | #REF! | #REF! | #REF! | #REF! | #REF! | #REF! | #REF! | #REF! | #REF! | #REF! | #REF! | #REF! | #REF! | #REF! | #REF! | #REF! | #REF! | #REF! | #REF! | #REF! | #REF! | #REF! | #REF! | #REF! | #REF! | #REF! | #REF! | #REF! | #REF! | #REF! | #REF! | #REF! | #REF! | #REF! | #REF! | #REF! | #REF! | #REF! | #REF! | #REF! | #REF! | #REF! | #REF! | #REF! | #REF! | #REF! | #REF! | #REF! | #REF! | #REF! | #REF! | #REF! | #REF! | #REF! | #REF! | #REF! | #REF! | #REF! | #REF! | #REF! | #REF! | #REF! | #REF! | #REF! | #REF! | #REF! | #REF! | #REF! | #REF! | #REF! | #REF! | #REF! | #REF! | #REF! | #REF! | #REF! | #REF! | #REF! | #REF! | #REF! | #REF! | #REF! | #REF! | #REF! | #REF! | #REF! | #REF! | #REF! | #REF! | #REF! | #REF! | #REF! | #REF! | #REF! | #REF! | #REF! | #REF! | #REF! | #REF! | #REF! | #REF! | #REF! | #REF! | #REF! | #REF! | #REF! | #REF! | #REF! | #REF!
34 | #REF! | [33 empty] | #REF! | #REF! | #REF! | #REF! | #REF! | #REF! | #REF! | #REF! | #REF! | #REF! | #REF! | #REF! | #REF! | #REF! | #REF! | #REF! | #REF! | #REF! | #REF! | #REF! | #REF! | #REF! | #REF! | #REF! | #REF! | #REF! | #REF! | #REF! | #REF! | #REF! | #REF! | #REF! | #REF! | #REF! | #REF! | #REF! | #REF! | #REF! | #REF! | #REF! | #REF! | #REF! | #REF! | #REF! | #REF! | #REF! | #REF! | #REF! | #REF! | #REF! | #REF! | #REF! | #REF! | #REF! | #REF! | #REF! | #REF! | #REF! | #REF! | #REF! | #REF! | #REF! | #REF! | #REF! | #REF! | #REF! | #REF! | #REF! | #REF! | #REF! | #REF! | #REF! | #REF! | #REF! | #REF! | #REF! | #REF! | #REF! | #REF! | #REF! | #REF! | #REF! | #REF! | #REF! | #REF! | #REF! | #REF! | #REF! | #REF! | #REF! | #REF! | #REF! | #REF! | #REF! | #REF! | #REF! | #REF! | #REF! | #REF! | #REF! | #REF! | #REF! | #REF! | #REF! | #REF! | #REF! | #REF! | #REF! | #REF! | #REF! | #REF! | #REF! | #REF! | #REF! | #REF! | #REF! | #REF! | #REF! | #REF! | #REF! | #REF! | #REF! | #REF! | #REF! | #REF! | #REF! | #REF! | #REF! | #REF! | #REF! | #REF! | #REF! | #REF! | #REF! | #REF! | #REF! | #REF! | #REF! | #REF! | #REF! | #REF! | #REF! | #REF! | #REF! | #REF! | #REF! | #REF! | #REF! | #REF! | #REF! | #REF! | #REF! | #REF! | #REF! | #REF! | #REF! | #REF! | #REF! | #REF! | #REF! | #REF! | #REF! | #REF! | #REF! | #REF! | #REF! | #REF! | #REF! | #REF! | #REF! | #REF! | #REF! | #REF! | #REF! | #REF! | #REF! | #REF! | #REF! | #REF! | #REF! | #REF! | #REF! | #REF!
35 | #REF! | [34 empty] | #REF! | #REF! | #REF! | #REF! | #REF! | #REF! | #REF! | #REF! | #REF! | #REF! | #REF! | #REF! | #REF! | #REF! | #REF! | #REF! | #REF! | #REF! | #REF! | #REF! | #REF! | #REF! | #REF! | #REF! | #REF! | #REF! | #REF! | #REF! | #REF! | #REF! | #REF! | #REF! | #REF! | #REF! | #REF! | #REF! | #REF! | #REF! | #REF! | #REF! | #REF! | #REF! | #REF! | #REF! | #REF! | #REF! | #REF! | #REF! | #REF! | #REF! | #REF! | #REF! | #REF! | #REF! | #REF! | #REF! | #REF! | #REF! | #REF! | #REF! | #REF! | #REF! | #REF! | #REF! | #REF! | #REF! | #REF! | #REF! | #REF! | #REF! | #REF! | #REF! | #REF! | #REF! | #REF! | #REF! | #REF! | #REF! | #REF! | #REF! | #REF! | #REF! | #REF! | #REF! | #REF! | #REF! | #REF! | #REF! | #REF! | #REF! | #REF! | #REF! | #REF! | #REF! | #REF! | #REF! | #REF! | #REF! | #REF! | #REF! | #REF! | #REF! | #REF! | #REF! | #REF! | #REF! | #REF! | #REF! | #REF! | #REF! | #REF! | #REF! | #REF! | #REF! | #REF! | #REF! | #REF! | #REF! | #REF! | #REF! | #REF! | #REF! | #REF! | #REF! | #REF! | #REF! | #REF! | #REF! | #REF! | #REF! | #REF! | #REF! | #REF! | #REF! | #REF! | #REF! | #REF! | #REF! | #REF! | #REF! | #REF! | #REF! | #REF! | #REF! | #REF! | #REF! | #REF! | #REF! | #REF! | #REF! | #REF! | #REF! | #REF! | #REF! | #REF! | #REF! | #REF! | #REF! | #REF! | #REF! | #REF! | #REF! | #REF! | #REF! | #REF! | #REF! | #REF! | #REF! | #REF! | #REF! | #REF! | #REF! | #REF! | #REF! | #REF! | #REF! | #REF! | #REF! | #REF! | #REF! | #REF! | #REF!
36 | #REF! | [35 empty] | #REF! | #REF! | #REF! | #REF! | #REF! | #REF! | #REF! | #REF! | #REF! | #REF! | #REF! | #REF! | #REF! | #REF! | #REF! | #REF! | #REF! | #REF! | #REF! | #REF! | #REF! | #REF! | #REF! | #REF! | #REF! | #REF! | #REF! | #REF! | #REF! | #REF! | #REF! | #REF! | #REF! | #REF! | #REF! | #REF! | #REF! | #REF! | #REF! | #REF! | #REF! | #REF! | #REF! | #REF! | #REF! | #REF! | #REF! | #REF! | #REF! | #REF! | #REF! | #REF! | #REF! | #REF! | #REF! | #REF! | #REF! | #REF! | #REF! | #REF! | #REF! | #REF! | #REF! | #REF! | #REF! | #REF! | #REF! | #REF! | #REF! | #REF! | #REF! | #REF! | #REF! | #REF! | #REF! | #REF! | #REF! | #REF! | #REF! | #REF! | #REF! | #REF! | #REF! | #REF! | #REF! | #REF! | #REF! | #REF! | #REF! | #REF! | #REF! | #REF! | #REF! | #REF! | #REF! | #REF! | #REF! | #REF! | #REF! | #REF! | #REF! | #REF! | #REF! | #REF! | #REF! | #REF! | #REF! | #REF! | #REF! | #REF! | #REF! | #REF! | #REF! | #REF! | #REF! | #REF! | #REF! | #REF! | #REF! | #REF! | #REF! | #REF! | #REF! | #REF! | #REF! | #REF! | #REF! | #REF! | #REF! | #REF! | #REF! | #REF! | #REF! | #REF! | #REF! | #REF! | #REF! | #REF! | #REF! | #REF! | #REF! | #REF! | #REF! | #REF! | #REF! | #REF! | #REF! | #REF! | #REF! | #REF! | #REF! | #REF! | #REF! | #REF! | #REF! | #REF! | #REF! | #REF! | #REF! | #REF! | #REF! | #REF! | #REF! | #REF! | #REF! | #REF! | #REF! | #REF! | #REF! | #REF! | #REF! | #REF! | #REF! | #REF! | #REF! | #REF! | #REF! | #REF! | #REF! | #REF! | #REF!
37 | #REF! | [36 empty] | #REF! | #REF! | #REF! | #REF! | #REF! | #REF! | #REF! | #REF! | #REF! | #REF! | #REF! | #REF! | #REF! | #REF! | #REF! | #REF! | #REF! | #REF! | #REF! | #REF! | #REF! | #REF! | #REF! | #REF! | #REF! | #REF! | #REF! | #REF! | #REF! | #REF! | #REF! | #REF! | #REF! | #REF! | #REF! | #REF! | #REF! | #REF! | #REF! | #REF! | #REF! | #REF! | #REF! | #REF! | #REF! | #REF! | #REF! | #REF! | #REF! | #REF! | #REF! | #REF! | #REF! | #REF! | #REF! | #REF! | #REF! | #REF! | #REF! | #REF! | #REF! | #REF! | #REF! | #REF! | #REF! | #REF! | #REF! | #REF! | #REF! | #REF! | #REF! | #REF! | #REF! | #REF! | #REF! | #REF! | #REF! | #REF! | #REF! | #REF! | #REF! | #REF! | #REF! | #REF! | #REF! | #REF! | #REF! | #REF! | #REF! | #REF! | #REF! | #REF! | #REF! | #REF! | #REF! | #REF! | #REF! | #REF! | #REF! | #REF! | #REF! | #REF! | #REF! | #REF! | #REF! | #REF! | #REF! | #REF! | #REF! | #REF! | #REF! | #REF! | #REF! | #REF! | #REF! | #REF! | #REF! | #REF! | #REF! | #REF! | #REF! | #REF! | #REF! | #REF! | #REF! | #REF! | #REF! | #REF! | #REF! | #REF! | #REF! | #REF! | #REF! | #REF! | #REF! | #REF! | #REF! | #REF! | #REF! | #REF! | #REF! | #REF! | #REF! | #REF! | #REF! | #REF! | #REF! | #REF! | #REF! | #REF! | #REF! | #REF! | #REF! | #REF! | #REF! | #REF! | #REF! | #REF! | #REF! | #REF! | #REF! | #REF! | #REF! | #REF! | #REF! | #REF! | #REF! | #REF! | #REF! | #REF! | #REF! | #REF! | #REF! | #REF! | #REF! | #REF! | #REF! | #REF! | #REF! | #REF!
38 | #REF! | [37 empty] | #REF! | #REF! | #REF! | #REF! | #REF! | #REF! | #REF! | #REF! | #REF! | #REF! | #REF! | #REF! | #REF! | #REF! | #REF! | #REF! | #REF! | #REF! | #REF! | #REF! | #REF! | #REF! | #REF! | #REF! | #REF! | #REF! | #REF! | #REF! | #REF! | #REF! | #REF! | #REF! | #REF! | #REF! | #REF! | #REF! | #REF! | #REF! | #REF! | #REF! | #REF! | #REF! | #REF! | #REF! | #REF! | #REF! | #REF! | #REF! | #REF! | #REF! | #REF! | #REF! | #REF! | #REF! | #REF! | #REF! | #REF! | #REF! | #REF! | #REF! | #REF! | #REF! | #REF! | #REF! | #REF! | #REF! | #REF! | #REF! | #REF! | #REF! | #REF! | #REF! | #REF! | #REF! | #REF! | #REF! | #REF! | #REF! | #REF! | #REF! | #REF! | #REF! | #REF! | #REF! | #REF! | #REF! | #REF! | #REF! | #REF! | #REF! | #REF! | #REF! | #REF! | #REF! | #REF! | #REF! | #REF! | #REF! | #REF! | #REF! | #REF! | #REF! | #REF! | #REF! | #REF! | #REF! | #REF! | #REF! | #REF! | #REF! | #REF! | #REF! | #REF! | #REF! | #REF! | #REF! | #REF! | #REF! | #REF! | #REF! | #REF! | #REF! | #REF! | #REF! | #REF! | #REF! | #REF! | #REF! | #REF! | #REF! | #REF! | #REF! | #REF! | #REF! | #REF! | #REF! | #REF! | #REF! | #REF! | #REF! | #REF! | #REF! | #REF! | #REF! | #REF! | #REF! | #REF! | #REF! | #REF! | #REF! | #REF! | #REF! | #REF! | #REF! | #REF! | #REF! | #REF! | #REF! | #REF! | #REF! | #REF! | #REF! | #REF! | #REF! | #REF! | #REF! | #REF! | #REF! | #REF! | #REF! | #REF! | #REF! | #REF! | #REF! | #REF! | #REF! | #REF! | #REF! | #REF!
39 | #REF! | [38 empty] | #REF! | #REF! | #REF! | #REF! | #REF! | #REF! | #REF! | #REF! | #REF! | #REF! | #REF! | #REF! | #REF! | #REF! | #REF! | #REF! | #REF! | #REF! | #REF! | #REF! | #REF! | #REF! | #REF! | #REF! | #REF! | #REF! | #REF! | #REF! | #REF! | #REF! | #REF! | #REF! | #REF! | #REF! | #REF! | #REF! | #REF! | #REF! | #REF! | #REF! | #REF! | #REF! | #REF! | #REF! | #REF! | #REF! | #REF! | #REF! | #REF! | #REF! | #REF! | #REF! | #REF! | #REF! | #REF! | #REF! | #REF! | #REF! | #REF! | #REF! | #REF! | #REF! | #REF! | #REF! | #REF! | #REF! | #REF! | #REF! | #REF! | #REF! | #REF! | #REF! | #REF! | #REF! | #REF! | #REF! | #REF! | #REF! | #REF! | #REF! | #REF! | #REF! | #REF! | #REF! | #REF! | #REF! | #REF! | #REF! | #REF! | #REF! | #REF! | #REF! | #REF! | #REF! | #REF! | #REF! | #REF! | #REF! | #REF! | #REF! | #REF! | #REF! | #REF! | #REF! | #REF! | #REF! | #REF! | #REF! | #REF! | #REF! | #REF! | #REF! | #REF! | #REF! | #REF! | #REF! | #REF! | #REF! | #REF! | #REF! | #REF! | #REF! | #REF! | #REF! | #REF! | #REF! | #REF! | #REF! | #REF! | #REF! | #REF! | #REF! | #REF! | #REF! | #REF! | #REF! | #REF! | #REF! | #REF! | #REF! | #REF! | #REF! | #REF! | #REF! | #REF! | #REF! | #REF! | #REF! | #REF! | #REF! | #REF! | #REF! | #REF! | #REF! | #REF! | #REF! | #REF! | #REF! | #REF! | #REF! | #REF! | #REF! | #REF! | #REF! | #REF! | #REF! | #REF! | #REF! | #REF! | #REF! | #REF! | #REF! | #REF! | #REF! | #REF! | #REF! | #REF! | #REF!
40 | #REF! | [39 empty] | #REF! | #REF! | #REF! | #REF! | #REF! | #REF! | #REF! | #REF! | #REF! | #REF! | #REF! | #REF! | #REF! | #REF! | #REF! | #REF! | #REF! | #REF! | #REF! | #REF! | #REF! | #REF! | #REF! | #REF! | #REF! | #REF! | #REF! | #REF! | #REF! | #REF! | #REF! | #REF! | #REF! | #REF! | #REF! | #REF! | #REF! | #REF! | #REF! | #REF! | #REF! | #REF! | #REF! | #REF! | #REF! | #REF! | #REF! | #REF! | #REF! | #REF! | #REF! | #REF! | #REF! | #REF! | #REF! | #REF! | #REF! | #REF! | #REF! | #REF! | #REF! | #REF! | #REF! | #REF! | #REF! | #REF! | #REF! | #REF! | #REF! | #REF! | #REF! | #REF! | #REF! | #REF! | #REF! | #REF! | #REF! | #REF! | #REF! | #REF! | #REF! | #REF! | #REF! | #REF! | #REF! | #REF! | #REF! | #REF! | #REF! | #REF! | #REF! | #REF! | #REF! | #REF! | #REF! | #REF! | #REF! | #REF! | #REF! | #REF! | #REF! | #REF! | #REF! | #REF! | #REF! | #REF! | #REF! | #REF! | #REF! | #REF! | #REF! | #REF! | #REF! | #REF! | #REF! | #REF! | #REF! | #REF! | #REF! | #REF! | #REF! | #REF! | #REF! | #REF! | #REF! | #REF! | #REF! | #REF! | #REF! | #REF! | #REF! | #REF! | #REF! | #REF! | #REF! | #REF! | #REF! | #REF! | #REF! | #REF! | #REF! | #REF! | #REF! | #REF! | #REF! | #REF! | #REF! | #REF! | #REF! | #REF! | #REF! | #REF! | #REF! | #REF! | #REF! | #REF! | #REF! | #REF! | #REF! | #REF! | #REF! | #REF! | #REF! | #REF! | #REF! | #REF! | #REF! | #REF! | #REF! | #REF! | #REF! | #REF! | #REF! | #REF! | #REF! | #REF! | #REF!
41 | #REF! | [40 empty] | #REF! | #REF! | #REF! | #REF! | #REF! | #REF! | #REF! | #REF! | #REF! | #REF! | #REF! | #REF! | #REF! | #REF! | #REF! | #REF! | #REF! | #REF! | #REF! | #REF! | #REF! | #REF! | #REF! | #REF! | #REF! | #REF! | #REF! | #REF! | #REF! | #REF! | #REF! | #REF! | #REF! | #REF! | #REF! | #REF! | #REF! | #REF! | #REF! | #REF! | #REF! | #REF! | #REF! | #REF! | #REF! | #REF! | #REF! | #REF! | #REF! | #REF! | #REF! | #REF! | #REF! | #REF! | #REF! | #REF! | #REF! | #REF! | #REF! | #REF! | #REF! | #REF! | #REF! | #REF! | #REF! | #REF! | #REF! | #REF! | #REF! | #REF! | #REF! | #REF! | #REF! | #REF! | #REF! | #REF! | #REF! | #REF! | #REF! | #REF! | #REF! | #REF! | #REF! | #REF! | #REF! | #REF! | #REF! | #REF! | #REF! | #REF! | #REF! | #REF! | #REF! | #REF! | #REF! | #REF! | #REF! | #REF! | #REF! | #REF! | #REF! | #REF! | #REF! | #REF! | #REF! | #REF! | #REF! | #REF! | #REF! | #REF! | #REF! | #REF! | #REF! | #REF! | #REF! | #REF! | #REF! | #REF! | #REF! | #REF! | #REF! | #REF! | #REF! | #REF! | #REF! | #REF! | #REF! | #REF! | #REF! | #REF! | #REF! | #REF! | #REF! | #REF! | #REF! | #REF! | #REF! | #REF! | #REF! | #REF! | #REF! | #REF! | #REF! | #REF! | #REF! | #REF! | #REF! | #REF! | #REF! | #REF! | #REF! | #REF! | #REF! | #REF! | #REF! | #REF! | #REF! | #REF! | #REF! | #REF! | #REF! | #REF! | #REF! | #REF! | #REF! | #REF! | #REF! | #REF! | #REF! | #REF! | #REF! | #REF! | #REF! | #REF! | #REF! | #REF!
42 | #REF! | [41 empty] | #REF! | #REF! | #REF! | #REF! | #REF! | #REF! | #REF! | #REF! | #REF! | #REF! | #REF! | #REF! | #REF! | #REF! | #REF! | #REF! | #REF! | #REF! | #REF! | #REF! | #REF! | #REF! | #REF! | #REF! | #REF! | #REF! | #REF! | #REF! | #REF! | #REF! | #REF! | #REF! | #REF! | #REF! | #REF! | #REF! | #REF! | #REF! | #REF! | #REF! | #REF! | #REF! | #REF! | #REF! | #REF! | #REF! | #REF! | #REF! | #REF! | #REF! | #REF! | #REF! | #REF! | #REF! | #REF! | #REF! | #REF! | #REF! | #REF! | #REF! | #REF! | #REF! | #REF! | #REF! | #REF! | #REF! | #REF! | #REF! | #REF! | #REF! | #REF! | #REF! | #REF! | #REF! | #REF! | #REF! | #REF! | #REF! | #REF! | #REF! | #REF! | #REF! | #REF! | #REF! | #REF! | #REF! | #REF! | #REF! | #REF! | #REF! | #REF! | #REF! | #REF! | #REF! | #REF! | #REF! | #REF! | #REF! | #REF! | #REF! | #REF! | #REF! | #REF! | #REF! | #REF! | #REF! | #REF! | #REF! | #REF! | #REF! | #REF! | #REF! | #REF! | #REF! | #REF! | #REF! | #REF! | #REF! | #REF! | #REF! | #REF! | #REF! | #REF! | #REF! | #REF! | #REF! | #REF! | #REF! | #REF! | #REF! | #REF! | #REF! | #REF! | #REF! | #REF! | #REF! | #REF! | #REF! | #REF! | #REF! | #REF! | #REF! | #REF! | #REF! | #REF! | #REF! | #REF! | #REF! | #REF! | #REF! | #REF! | #REF! | #REF! | #REF! | #REF! | #REF! | #REF! | #REF! | #REF! | #REF! | #REF! | #REF! | #REF! | #REF! | #REF! | #REF! | #REF! | #REF! | #REF! | #REF! | #REF! | #REF! | #REF! | #REF! | #REF!
43 | #REF! | [42 empty] | #REF! | #REF! | #REF! | #REF! | #REF! | #REF! | #REF! | #REF! | #REF! | #REF! | #REF! | #REF! | #REF! | #REF! | #REF! | #REF! | #REF! | #REF! | #REF! | #REF! | #REF! | #REF! | #REF! | #REF! | #REF! | #REF! | #REF! | #REF! | #REF! | #REF! | #REF! | #REF! | #REF! | #REF! | #REF! | #REF! | #REF! | #REF! | #REF! | #REF! | #REF! | #REF! | #REF! | #REF! | #REF! | #REF! | #REF! | #REF! | #REF! | #REF! | #REF! | #REF! | #REF! | #REF! | #REF! | #REF! | #REF! | #REF! | #REF! | #REF! | #REF! | #REF! | #REF! | #REF! | #REF! | #REF! | #REF! | #REF! | #REF! | #REF! | #REF! | #REF! | #REF! | #REF! | #REF! | #REF! | #REF! | #REF! | #REF! | #REF! | #REF! | #REF! | #REF! | #REF! | #REF! | #REF! | #REF! | #REF! | #REF! | #REF! | #REF! | #REF! | #REF! | #REF! | #REF! | #REF! | #REF! | #REF! | #REF! | #REF! | #REF! | #REF! | #REF! | #REF! | #REF! | #REF! | #REF! | #REF! | #REF! | #REF! | #REF! | #REF! | #REF! | #REF! | #REF! | #REF! | #REF! | #REF! | #REF! | #REF! | #REF! | #REF! | #REF! | #REF! | #REF! | #REF! | #REF! | #REF! | #REF! | #REF! | #REF! | #REF! | #REF! | #REF! | #REF! | #REF! | #REF! | #REF! | #REF! | #REF! | #REF! | #REF! | #REF! | #REF! | #REF! | #REF! | #REF! | #REF! | #REF! | #REF! | #REF! | #REF! | #REF! | #REF! | #REF! | #REF! | #REF! | #REF! | #REF! | #REF! | #REF! | #REF! | #REF! | #REF! | #REF! | #REF! | #REF! | #REF! | #REF! | #REF! | #REF! | #REF! | #REF! | #REF!
44 | #REF! | [43 empty] | #REF! | #REF! | #REF! | #REF! | #REF! | #REF! | #REF! | #REF! | #REF! | #REF! | #REF! | #REF! | #REF! | #REF! | #REF! | #REF! | #REF! | #REF! | #REF! | #REF! | #REF! | #REF! | #REF! | #REF! | #REF! | #REF! | #REF! | #REF! | #REF! | #REF! | #REF! | #REF! | #REF! | #REF! | #REF! | #REF! | #REF! | #REF! | #REF! | #REF! | #REF! | #REF! | #REF! | #REF! | #REF! | #REF! | #REF! | #REF! | #REF! | #REF! | #REF! | #REF! | #REF! | #REF! | #REF! | #REF! | #REF! | #REF! | #REF! | #REF! | #REF! | #REF! | #REF! | #REF! | #REF! | #REF! | #REF! | #REF! | #REF! | #REF! | #REF! | #REF! | #REF! | #REF! | #REF! | #REF! | #REF! | #REF! | #REF! | #REF! | #REF! | #REF! | #REF! | #REF! | #REF! | #REF! | #REF! | #REF! | #REF! | #REF! | #REF! | #REF! | #REF! | #REF! | #REF! | #REF! | #REF! | #REF! | #REF! | #REF! | #REF! | #REF! | #REF! | #REF! | #REF! | #REF! | #REF! | #REF! | #REF! | #REF! | #REF! | #REF! | #REF! | #REF! | #REF! | #REF! | #REF! | #REF! | #REF! | #REF! | #REF! | #REF! | #REF! | #REF! | #REF! | #REF! | #REF! | #REF! | #REF! | #REF! | #REF! | #REF! | #REF! | #REF! | #REF! | #REF! | #REF! | #REF! | #REF! | #REF! | #REF! | #REF! | #REF! | #REF! | #REF! | #REF! | #REF! | #REF! | #REF! | #REF! | #REF! | #REF! | #REF! | #REF! | #REF! | #REF! | #REF! | #REF! | #REF! | #REF! | #REF! | #REF! | #REF! | #REF! | #REF! | #REF! | #REF! | #REF! | #REF! | #REF! | #REF! | #REF! | #REF!
45 | #REF! | [44 empty] | #REF! | #REF! | #REF! | #REF! | #REF! | #REF! | #REF! | #REF! | #REF! | #REF! | #REF! | #REF! | #REF! | #REF! | #REF! | #REF! | #REF! | #REF! | #REF! | #REF! | #REF! | #REF! | #REF! | #REF! | #REF! | #REF! | #REF! | #REF! | #REF! | #REF! | #REF! | #REF! | #REF! | #REF! | #REF! | #REF! | #REF! | #REF! | #REF! | #REF! | #REF! | #REF! | #REF! | #REF! | #REF! | #REF! | #REF! | #REF! | #REF! | #REF! | #REF! | #REF! | #REF! | #REF! | #REF! | #REF! | #REF! | #REF! | #REF! | #REF! | #REF! | #REF! | #REF! | #REF! | #REF! | #REF! | #REF! | #REF! | #REF! | #REF! | #REF! | #REF! | #REF! | #REF! | #REF! | #REF! | #REF! | #REF! | #REF! | #REF! | #REF! | #REF! | #REF! | #REF! | #REF! | #REF! | #REF! | #REF! | #REF! | #REF! | #REF! | #REF! | #REF! | #REF! | #REF! | #REF! | #REF! | #REF! | #REF! | #REF! | #REF! | #REF! | #REF! | #REF! | #REF! | #REF! | #REF! | #REF! | #REF! | #REF! | #REF! | #REF! | #REF! | #REF! | #REF! | #REF! | #REF! | #REF! | #REF! | #REF! | #REF! | #REF! | #REF! | #REF! | #REF! | #REF! | #REF! | #REF! | #REF! | #REF! | #REF! | #REF! | #REF! | #REF! | #REF! | #REF! | #REF! | #REF! | #REF! | #REF! | #REF! | #REF! | #REF! | #REF! | #REF! | #REF! | #REF! | #REF! | #REF! | #REF! | #REF! | #REF! | #REF! | #REF! | #REF! | #REF! | #REF! | #REF! | #REF! | #REF! | #REF! | #REF! | #REF! | #REF! | #REF! | #REF! | #REF! | #REF! | #REF! | #REF! | #REF! | #REF!
46 | #REF! | [45 empty] | #REF! | #REF! | #REF! | #REF! | #REF! | #REF! | #REF! | #REF! | #REF! | #REF! | #REF! | #REF! | #REF! | #REF! | #REF! | #REF! | #REF! | #REF! | #REF! | #REF! | #REF! | #REF! | #REF! | #REF! | #REF! | #REF! | #REF! | #REF! | #REF! | #REF! | #REF! | #REF! | #REF! | #REF! | #REF! | #REF! | #REF! | #REF! | #REF! | #REF! | #REF! | #REF! | #REF! | #REF! | #REF! | #REF! | #REF! | #REF! | #REF! | #REF! | #REF! | #REF! | #REF! | #REF! | #REF! | #REF! | #REF! | #REF! | #REF! | #REF! | #REF! | #REF! | #REF! | #REF! | #REF! | #REF! | #REF! | #REF! | #REF! | #REF! | #REF! | #REF! | #REF! | #REF! | #REF! | #REF! | #REF! | #REF! | #REF! | #REF! | #REF! | #REF! | #REF! | #REF! | #REF! | #REF! | #REF! | #REF! | #REF! | #REF! | #REF! | #REF! | #REF! | #REF! | #REF! | #REF! | #REF! | #REF! | #REF! | #REF! | #REF! | #REF! | #REF! | #REF! | #REF! | #REF! | #REF! | #REF! | #REF! | #REF! | #REF! | #REF! | #REF! | #REF! | #REF! | #REF! | #REF! | #REF! | #REF! | #REF! | #REF! | #REF! | #REF! | #REF! | #REF! | #REF! | #REF! | #REF! | #REF! | #REF! | #REF! | #REF! | #REF! | #REF! | #REF! | #REF! | #REF! | #REF! | #REF! | #REF! | #REF! | #REF! | #REF! | #REF! | #REF! | #REF! | #REF! | #REF! | #REF! | #REF! | #REF! | #REF! | #REF! | #REF! | #REF! | #REF! | #REF! | #REF! | #REF! | #REF! | #REF! | #REF! | #REF! | #REF! | #REF! | #REF! | #REF! | #REF! | #REF! | #REF! | #REF!
47 | #REF! | [46 empty] | #REF! | #REF! | #REF! | #REF! | #REF! | #REF! | #REF! | #REF! | #REF! | #REF! | #REF! | #REF! | #REF! | #REF! | #REF! | #REF! | #REF! | #REF! | #REF! | #REF! | #REF! | #REF! | #REF! | #REF! | #REF! | #REF! | #REF! | #REF! | #REF! | #REF! | #REF! | #REF! | #REF! | #REF! | #REF! | #REF! | #REF! | #REF! | #REF! | #REF! | #REF! | #REF! | #REF! | #REF! | #REF! | #REF! | #REF! | #REF! | #REF! | #REF! | #REF! | #REF! | #REF! | #REF! | #REF! | #REF! | #REF! | #REF! | #REF! | #REF! | #REF! | #REF! | #REF! | #REF! | #REF! | #REF! | #REF! | #REF! | #REF! | #REF! | #REF! | #REF! | #REF! | #REF! | #REF! | #REF! | #REF! | #REF! | #REF! | #REF! | #REF! | #REF! | #REF! | #REF! | #REF! | #REF! | #REF! | #REF! | #REF! | #REF! | #REF! | #REF! | #REF! | #REF! | #REF! | #REF! | #REF! | #REF! | #REF! | #REF! | #REF! | #REF! | #REF! | #REF! | #REF! | #REF! | #REF! | #REF! | #REF! | #REF! | #REF! | #REF! | #REF! | #REF! | #REF! | #REF! | #REF! | #REF! | #REF! | #REF! | #REF! | #REF! | #REF! | #REF! | #REF! | #REF! | #REF! | #REF! | #REF! | #REF! | #REF! | #REF! | #REF! | #REF! | #REF! | #REF! | #REF! | #REF! | #REF! | #REF! | #REF! | #REF! | #REF! | #REF! | #REF! | #REF! | #REF! | #REF! | #REF! | #REF! | #REF! | #REF! | #REF! | #REF! | #REF! | #REF! | #REF! | #REF! | #REF! | #REF! | #REF! | #REF! | #REF! | #REF! | #REF! | #REF! | #REF! | #REF! | #REF! | #REF!
48 | #REF! | [47 empty] | #REF! | #REF! | #REF! | #REF! | #REF! | #REF! | #REF! | #REF! | #REF! | #REF! | #REF! | #REF! | #REF! | #REF! | #REF! | #REF! | #REF! | #REF! | #REF! | #REF! | #REF! | #REF! | #REF! | #REF! | #REF! | #REF! | #REF! | #REF! | #REF! | #REF! | #REF! | #REF! | #REF! | #REF! | #REF! | #REF! | #REF! | #REF! | #REF! | #REF! | #REF! | #REF! | #REF! | #REF! | #REF! | #REF! | #REF! | #REF! | #REF! | #REF! | #REF! | #REF! | #REF! | #REF! | #REF! | #REF! | #REF! | #REF! | #REF! | #REF! | #REF! | #REF! | #REF! | #REF! | #REF! | #REF! | #REF! | #REF! | #REF! | #REF! | #REF! | #REF! | #REF! | #REF! | #REF! | #REF! | #REF! | #REF! | #REF! | #REF! | #REF! | #REF! | #REF! | #REF! | #REF! | #REF! | #REF! | #REF! | #REF! | #REF! | #REF! | #REF! | #REF! | #REF! | #REF! | #REF! | #REF! | #REF! | #REF! | #REF! | #REF! | #REF! | #REF! | #REF! | #REF! | #REF! | #REF! | #REF! | #REF! | #REF! | #REF! | #REF! | #REF! | #REF! | #REF! | #REF! | #REF! | #REF! | #REF! | #REF! | #REF! | #REF! | #REF! | #REF! | #REF! | #REF! | #REF! | #REF! | #REF! | #REF! | #REF! | #REF! | #REF! | #REF! | #REF! | #REF! | #REF! | #REF! | #REF! | #REF! | #REF! | #REF! | #REF! | #REF! | #REF! | #REF! | #REF! | #REF! | #REF! | #REF! | #REF! | #REF! | #REF! | #REF! | #REF! | #REF! | #REF! | #REF! | #REF! | #REF! | #REF! | #REF! | #REF! | #REF! | #REF! | #REF! | #REF! | #REF! | #REF!
49 | #REF! | [48 empty] | #REF! | #REF! | #REF! | #REF! | #REF! | #REF! | #REF! | #REF! | #REF! | #REF! | #REF! | #REF! | #REF! | #REF! | #REF! | #REF! | #REF! | #REF! | #REF! | #REF! | #REF! | #REF! | #REF! | #REF! | #REF! | #REF! | #REF! | #REF! | #REF! | #REF! | #REF! | #REF! | #REF! | #REF! | #REF! | #REF! | #REF! | #REF! | #REF! | #REF! | #REF! | #REF! | #REF! | #REF! | #REF! | #REF! | #REF! | #REF! | #REF! | #REF! | #REF! | #REF! | #REF! | #REF! | #REF! | #REF! | #REF! | #REF! | #REF! | #REF! | #REF! | #REF! | #REF! | #REF! | #REF! | #REF! | #REF! | #REF! | #REF! | #REF! | #REF! | #REF! | #REF! | #REF! | #REF! | #REF! | #REF! | #REF! | #REF! | #REF! | #REF! | #REF! | #REF! | #REF! | #REF! | #REF! | #REF! | #REF! | #REF! | #REF! | #REF! | #REF! | #REF! | #REF! | #REF! | #REF! | #REF! | #REF! | #REF! | #REF! | #REF! | #REF! | #REF! | #REF! | #REF! | #REF! | #REF! | #REF! | #REF! | #REF! | #REF! | #REF! | #REF! | #REF! | #REF! | #REF! | #REF! | #REF! | #REF! | #REF! | #REF! | #REF! | #REF! | #REF! | #REF! | #REF! | #REF! | #REF! | #REF! | #REF! | #REF! | #REF! | #REF! | #REF! | #REF! | #REF! | #REF! | #REF! | #REF! | #REF! | #REF! | #REF! | #REF! | #REF! | #REF! | #REF! | #REF! | #REF! | #REF! | #REF! | #REF! | #REF! | #REF! | #REF! | #REF! | #REF! | #REF! | #REF! | #REF! | #REF! | #REF! | #REF! | #REF! | #REF! | #REF! | #REF! | #REF! | #REF!
50 | #REF! | [49 empty] | #REF! | #REF! | #REF! | #REF! | #REF! | #REF! | #REF! | #REF! | #REF! | #REF! | #REF! | #REF! | #REF! | #REF! | #REF! | #REF! | #REF! | #REF! | #REF! | #REF! | #REF! | #REF! | #REF! | #REF! | #REF! | #REF! | #REF! | #REF! | #REF! | #REF! | #REF! | #REF! | #REF! | #REF! | #REF! | #REF! | #REF! | #REF! | #REF! | #REF! | #REF! | #REF! | #REF! | #REF! | #REF! | #REF! | #REF! | #REF! | #REF! | #REF! | #REF! | #REF! | #REF! | #REF! | #REF! | #REF! | #REF! | #REF! | #REF! | #REF! | #REF! | #REF! | #REF! | #REF! | #REF! | #REF! | #REF! | #REF! | #REF! | #REF! | #REF! | #REF! | #REF! | #REF! | #REF! | #REF! | #REF! | #REF! | #REF! | #REF! | #REF! | #REF! | #REF! | #REF! | #REF! | #REF! | #REF! | #REF! | #REF! | #REF! | #REF! | #REF! | #REF! | #REF! | #REF! | #REF! | #REF! | #REF! | #REF! | #REF! | #REF! | #REF! | #REF! | #REF! | #REF! | #REF! | #REF! | #REF! | #REF! | #REF! | #REF! | #REF! | #REF! | #REF! | #REF! | #REF! | #REF! | #REF! | #REF! | #REF! | #REF! | #REF! | #REF! | #REF! | #REF! | #REF! | #REF! | #REF! | #REF! | #REF! | #REF! | #REF! | #REF! | #REF! | #REF! | #REF! | #REF! | #REF! | #REF! | #REF! | #REF! | #REF! | #REF! | #REF! | #REF! | #REF! | #REF! | #REF! | #REF! | #REF! | #REF! | #REF! | #REF! | #REF! | #REF! | #REF! | #REF! | #REF! | #REF! | #REF! | #REF! | #REF! | #REF! | #REF! | #REF! | #REF! | #REF!
51 | #REF! | [50 empty] | #REF! | #REF! | #REF! | #REF! | #REF! | #REF! | #REF! | #REF! | #REF! | #REF! | #REF! | #REF! | #REF! | #REF! | #REF! | #REF! | #REF! | #REF! | #REF! | #REF! | #REF! | #REF! | #REF! | #REF! | #REF! | #REF! | #REF! | #REF! | #REF! | #REF! | #REF! | #REF! | #REF! | #REF! | #REF! | #REF! | #REF! | #REF! | #REF! | #REF! | #REF! | #REF! | #REF! | #REF! | #REF! | #REF! | #REF! | #REF! | #REF! | #REF! | #REF! | #REF! | #REF! | #REF! | #REF! | #REF! | #REF! | #REF! | #REF! | #REF! | #REF! | #REF! | #REF! | #REF! | #REF! | #REF! | #REF! | #REF! | #REF! | #REF! | #REF! | #REF! | #REF! | #REF! | #REF! | #REF! | #REF! | #REF! | #REF! | #REF! | #REF! | #REF! | #REF! | #REF! | #REF! | #REF! | #REF! | #REF! | #REF! | #REF! | #REF! | #REF! | #REF! | #REF! | #REF! | #REF! | #REF! | #REF! | #REF! | #REF! | #REF! | #REF! | #REF! | #REF! | #REF! | #REF! | #REF! | #REF! | #REF! | #REF! | #REF! | #REF! | #REF! | #REF! | #REF! | #REF! | #REF! | #REF! | #REF! | #REF! | #REF! | #REF! | #REF! | #REF! | #REF! | #REF! | #REF! | #REF! | #REF! | #REF! | #REF! | #REF! | #REF! | #REF! | #REF! | #REF! | #REF! | #REF! | #REF! | #REF! | #REF! | #REF! | #REF! | #REF! | #REF! | #REF! | #REF! | #REF! | #REF! | #REF! | #REF! | #REF! | #REF! | #REF! | #REF! | #REF! | #REF! | #REF! | #REF! | #REF! | #REF! | #REF! | #REF! | #REF! | #REF! | #REF!
52 | #REF! | [51 empty] | #REF! | #REF! | #REF! | #REF! | #REF! | #REF! | #REF! | #REF! | #REF! | #REF! | #REF! | #REF! | #REF! | #REF! | #REF! | #REF! | #REF! | #REF! | #REF! | #REF! | #REF! | #REF! | #REF! | #REF! | #REF! | #REF! | #REF! | #REF! | #REF! | #REF! | #REF! | #REF! | #REF! | #REF! | #REF! | #REF! | #REF! | #REF! | #REF! | #REF! | #REF! | #REF! | #REF! | #REF! | #REF! | #REF! | #REF! | #REF! | #REF! | #REF! | #REF! | #REF! | #REF! | #REF! | #REF! | #REF! | #REF! | #REF! | #REF! | #REF! | #REF! | #REF! | #REF! | #REF! | #REF! | #REF! | #REF! | #REF! | #REF! | #REF! | #REF! | #REF! | #REF! | #REF! | #REF! | #REF! | #REF! | #REF! | #REF! | #REF! | #REF! | #REF! | #REF! | #REF! | #REF! | #REF! | #REF! | #REF! | #REF! | #REF! | #REF! | #REF! | #REF! | #REF! | #REF! | #REF! | #REF! | #REF! | #REF! | #REF! | #REF! | #REF! | #REF! | #REF! | #REF! | #REF! | #REF! | #REF! | #REF! | #REF! | #REF! | #REF! | #REF! | #REF! | #REF! | #REF! | #REF! | #REF! | #REF! | #REF! | #REF! | #REF! | #REF! | #REF! | #REF! | #REF! | #REF! | #REF! | #REF! | #REF! | #REF! | #REF! | #REF! | #REF! | #REF! | #REF! | #REF! | #REF! | #REF! | #REF! | #REF! | #REF! | #REF! | #REF! | #REF! | #REF! | #REF! | #REF! | #REF! | #REF! | #REF! | #REF! | #REF! | #REF! | #REF! | #REF! | #REF! | #REF! | #REF! | #REF! | #REF! | #REF! | #REF! | #REF! | #REF!
53 | #REF! | [52 empty] | #REF! | #REF! | #REF! | #REF! | #REF! | #REF! | #REF! | #REF! | #REF! | #REF! | #REF! | #REF! | #REF! | #REF! | #REF! | #REF! | #REF! | #REF! | #REF! | #REF! | #REF! | #REF! | #REF! | #REF! | #REF! | #REF! | #REF! | #REF! | #REF! | #REF! | #REF! | #REF! | #REF! | #REF! | #REF! | #REF! | #REF! | #REF! | #REF! | #REF! | #REF! | #REF! | #REF! | #REF! | #REF! | #REF! | #REF! | #REF! | #REF! | #REF! | #REF! | #REF! | #REF! | #REF! | #REF! | #REF! | #REF! | #REF! | #REF! | #REF! | #REF! | #REF! | #REF! | #REF! | #REF! | #REF! | #REF! | #REF! | #REF! | #REF! | #REF! | #REF! | #REF! | #REF! | #REF! | #REF! | #REF! | #REF! | #REF! | #REF! | #REF! | #REF! | #REF! | #REF! | #REF! | #REF! | #REF! | #REF! | #REF! | #REF! | #REF! | #REF! | #REF! | #REF! | #REF! | #REF! | #REF! | #REF! | #REF! | #REF! | #REF! | #REF! | #REF! | #REF! | #REF! | #REF! | #REF! | #REF! | #REF! | #REF! | #REF! | #REF! | #REF! | #REF! | #REF! | #REF! | #REF! | #REF! | #REF! | #REF! | #REF! | #REF! | #REF! | #REF! | #REF! | #REF! | #REF! | #REF! | #REF! | #REF! | #REF! | #REF! | #REF! | #REF! | #REF! | #REF! | #REF! | #REF! | #REF! | #REF! | #REF! | #REF! | #REF! | #REF! | #REF! | #REF! | #REF! | #REF! | #REF! | #REF! | #REF! | #REF! | #REF! | #REF! | #REF! | #REF! | #REF! | #REF! | #REF! | #REF! | #REF! | #REF! | #REF! | #REF!
54 | #REF! | [53 empty] | #REF! | #REF! | #REF! | #REF! | #REF! | #REF! | #REF! | #REF! | #REF! | #REF! | #REF! | #REF! | #REF! | #REF! | #REF! | #REF! | #REF! | #REF! | #REF! | #REF! | #REF! | #REF! | #REF! | #REF! | #REF! | #REF! | #REF! | #REF! | #REF! | #REF! | #REF! | #REF! | #REF! | #REF! | #REF! | #REF! | #REF! | #REF! | #REF! | #REF! | #REF! | #REF! | #REF! | #REF! | #REF! | #REF! | #REF! | #REF! | #REF! | #REF! | #REF! | #REF! | #REF! | #REF! | #REF! | #REF! | #REF! | #REF! | #REF! | #REF! | #REF! | #REF! | #REF! | #REF! | #REF! | #REF! | #REF! | #REF! | #REF! | #REF! | #REF! | #REF! | #REF! | #REF! | #REF! | #REF! | #REF! | #REF! | #REF! | #REF! | #REF! | #REF! | #REF! | #REF! | #REF! | #REF! | #REF! | #REF! | #REF! | #REF! | #REF! | #REF! | #REF! | #REF! | #REF! | #REF! | #REF! | #REF! | #REF! | #REF! | #REF! | #REF! | #REF! | #REF! | #REF! | #REF! | #REF! | #REF! | #REF! | #REF! | #REF! | #REF! | #REF! | #REF! | #REF! | #REF! | #REF! | #REF! | #REF! | #REF! | #REF! | #REF! | #REF! | #REF! | #REF! | #REF! | #REF! | #REF! | #REF! | #REF! | #REF! | #REF! | #REF! | #REF! | #REF! | #REF! | #REF! | #REF! | #REF! | #REF! | #REF! | #REF! | #REF! | #REF! | #REF! | #REF! | #REF! | #REF! | #REF! | #REF! | #REF! | #REF! | #REF! | #REF! | #REF! | #REF! | #REF! | #REF! | #REF! | #REF! | #REF! | #REF! | #REF!
55 | #REF! | [54 empty] | #REF! | #REF! | #REF! | #REF! | #REF! | #REF! | #REF! | #REF! | #REF! | #REF! | #REF! | #REF! | #REF! | #REF! | #REF! | #REF! | #REF! | #REF! | #REF! | #REF! | #REF! | #REF! | #REF! | #REF! | #REF! | #REF! | #REF! | #REF! | #REF! | #REF! | #REF! | #REF! | #REF! | #REF! | #REF! | #REF! | #REF! | #REF! | #REF! | #REF! | #REF! | #REF! | #REF! | #REF! | #REF! | #REF! | #REF! | #REF! | #REF! | #REF! | #REF! | #REF! | #REF! | #REF! | #REF! | #REF! | #REF! | #REF! | #REF! | #REF! | #REF! | #REF! | #REF! | #REF! | #REF! | #REF! | #REF! | #REF! | #REF! | #REF! | #REF! | #REF! | #REF! | #REF! | #REF! | #REF! | #REF! | #REF! | #REF! | #REF! | #REF! | #REF! | #REF! | #REF! | #REF! | #REF! | #REF! | #REF! | #REF! | #REF! | #REF! | #REF! | #REF! | #REF! | #REF! | #REF! | #REF! | #REF! | #REF! | #REF! | #REF! | #REF! | #REF! | #REF! | #REF! | #REF! | #REF! | #REF! | #REF! | #REF! | #REF! | #REF! | #REF! | #REF! | #REF! | #REF! | #REF! | #REF! | #REF! | #REF! | #REF! | #REF! | #REF! | #REF! | #REF! | #REF! | #REF! | #REF! | #REF! | #REF! | #REF! | #REF! | #REF! | #REF! | #REF! | #REF! | #REF! | #REF! | #REF! | #REF! | #REF! | #REF! | #REF! | #REF! | #REF! | #REF! | #REF! | #REF! | #REF! | #REF! | #REF! | #REF! | #REF! | #REF! | #REF! | #REF! | #REF! | #REF! | #REF! | #REF! | #REF! | #REF!
56 | #REF! | [55 empty] | #REF! | #REF! | #REF! | #REF! | #REF! | #REF! | #REF! | #REF! | #REF! | #REF! | #REF! | #REF! | #REF! | #REF! | #REF! | #REF! | #REF! | #REF! | #REF! | #REF! | #REF! | #REF! | #REF! | #REF! | #REF! | #REF! | #REF! | #REF! | #REF! | #REF! | #REF! | #REF! | #REF! | #REF! | #REF! | #REF! | #REF! | #REF! | #REF! | #REF! | #REF! | #REF! | #REF! | #REF! | #REF! | #REF! | #REF! | #REF! | #REF! | #REF! | #REF! | #REF! | #REF! | #REF! | #REF! | #REF! | #REF! | #REF! | #REF! | #REF! | #REF! | #REF! | #REF! | #REF! | #REF! | #REF! | #REF! | #REF! | #REF! | #REF! | #REF! | #REF! | #REF! | #REF! | #REF! | #REF! | #REF! | #REF! | #REF! | #REF! | #REF! | #REF! | #REF! | #REF! | #REF! | #REF! | #REF! | #REF! | #REF! | #REF! | #REF! | #REF! | #REF! | #REF! | #REF! | #REF! | #REF! | #REF! | #REF! | #REF! | #REF! | #REF! | #REF! | #REF! | #REF! | #REF! | #REF! | #REF! | #REF! | #REF! | #REF! | #REF! | #REF! | #REF! | #REF! | #REF! | #REF! | #REF! | #REF! | #REF! | #REF! | #REF! | #REF! | #REF! | #REF! | #REF! | #REF! | #REF! | #REF! | #REF! | #REF! | #REF! | #REF! | #REF! | #REF! | #REF! | #REF! | #REF! | #REF! | #REF! | #REF! | #REF! | #REF! | #REF! | #REF! | #REF! | #REF! | #REF! | #REF! | #REF! | #REF! | #REF! | #REF! | #REF! | #REF! | #REF! | #REF! | #REF! | #REF! | #REF! | #REF!
57 | #REF! | [56 empty] | #REF! | #REF! | #REF! | #REF! | #REF! | #REF! | #REF! | #REF! | #REF! | #REF! | #REF! | #REF! | #REF! | #REF! | #REF! | #REF! | #REF! | #REF! | #REF! | #REF! | #REF! | #REF! | #REF! | #REF! | #REF! | #REF! | #REF! | #REF! | #REF! | #REF! | #REF! | #REF! | #REF! | #REF! | #REF! | #REF! | #REF! | #REF! | #REF! | #REF! | #REF! | #REF! | #REF! | #REF! | #REF! | #REF! | #REF! | #REF! | #REF! | #REF! | #REF! | #REF! | #REF! | #REF! | #REF! | #REF! | #REF! | #REF! | #REF! | #REF! | #REF! | #REF! | #REF! | #REF! | #REF! | #REF! | #REF! | #REF! | #REF! | #REF! | #REF! | #REF! | #REF! | #REF! | #REF! | #REF! | #REF! | #REF! | #REF! | #REF! | #REF! | #REF! | #REF! | #REF! | #REF! | #REF! | #REF! | #REF! | #REF! | #REF! | #REF! | #REF! | #REF! | #REF! | #REF! | #REF! | #REF! | #REF! | #REF! | #REF! | #REF! | #REF! | #REF! | #REF! | #REF! | #REF! | #REF! | #REF! | #REF! | #REF! | #REF! | #REF! | #REF! | #REF! | #REF! | #REF! | #REF! | #REF! | #REF! | #REF! | #REF! | #REF! | #REF! | #REF! | #REF! | #REF! | #REF! | #REF! | #REF! | #REF! | #REF! | #REF! | #REF! | #REF! | #REF! | #REF! | #REF! | #REF! | #REF! | #REF! | #REF! | #REF! | #REF! | #REF! | #REF! | #REF! | #REF! | #REF! | #REF! | #REF! | #REF! | #REF! | #REF! | #REF! | #REF! | #REF! | #REF! | #REF! | #REF! | #REF!
58 | #REF! | [57 empty] | #REF! | #REF! | #REF! | #REF! | #REF! | #REF! | #REF! | #REF! | #REF! | #REF! | #REF! | #REF! | #REF! | #REF! | #REF! | #REF! | #REF! | #REF! | #REF! | #REF! | #REF! | #REF! | #REF! | #REF! | #REF! | #REF! | #REF! | #REF! | #REF! | #REF! | #REF! | #REF! | #REF! | #REF! | #REF! | #REF! | #REF! | #REF! | #REF! | #REF! | #REF! | #REF! | #REF! | #REF! | #REF! | #REF! | #REF! | #REF! | #REF! | #REF! | #REF! | #REF! | #REF! | #REF! | #REF! | #REF! | #REF! | #REF! | #REF! | #REF! | #REF! | #REF! | #REF! | #REF! | #REF! | #REF! | #REF! | #REF! | #REF! | #REF! | #REF! | #REF! | #REF! | #REF! | #REF! | #REF! | #REF! | #REF! | #REF! | #REF! | #REF! | #REF! | #REF! | #REF! | #REF! | #REF! | #REF! | #REF! | #REF! | #REF! | #REF! | #REF! | #REF! | #REF! | #REF! | #REF! | #REF! | #REF! | #REF! | #REF! | #REF! | #REF! | #REF! | #REF! | #REF! | #REF! | #REF! | #REF! | #REF! | #REF! | #REF! | #REF! | #REF! | #REF! | #REF! | #REF! | #REF! | #REF! | #REF! | #REF! | #REF! | #REF! | #REF! | #REF! | #REF! | #REF! | #REF! | #REF! | #REF! | #REF! | #REF! | #REF! | #REF! | #REF! | #REF! | #REF! | #REF! | #REF! | #REF! | #REF! | #REF! | #REF! | #REF! | #REF! | #REF! | #REF! | #REF! | #REF! | #REF! | #REF! | #REF! | #REF! | #REF! | #REF! | #REF! | #REF! | #REF! | #REF! | #REF!
59 | #REF! | [58 empty] | #REF! | #REF! | #REF! | #REF! | #REF! | #REF! | #REF! | #REF! | #REF! | #REF! | #REF! | #REF! | #REF! | #REF! | #REF! | #REF! | #REF! | #REF! | #REF! | #REF! | #REF! | #REF! | #REF! | #REF! | #REF! | #REF! | #REF! | #REF! | #REF! | #REF! | #REF! | #REF! | #REF! | #REF! | #REF! | #REF! | #REF! | #REF! | #REF! | #REF! | #REF! | #REF! | #REF! | #REF! | #REF! | #REF! | #REF! | #REF! | #REF! | #REF! | #REF! | #REF! | #REF! | #REF! | #REF! | #REF! | #REF! | #REF! | #REF! | #REF! | #REF! | #REF! | #REF! | #REF! | #REF! | #REF! | #REF! | #REF! | #REF! | #REF! | #REF! | #REF! | #REF! | #REF! | #REF! | #REF! | #REF! | #REF! | #REF! | #REF! | #REF! | #REF! | #REF! | #REF! | #REF! | #REF! | #REF! | #REF! | #REF! | #REF! | #REF! | #REF! | #REF! | #REF! | #REF! | #REF! | #REF! | #REF! | #REF! | #REF! | #REF! | #REF! | #REF! | #REF! | #REF! | #REF! | #REF! | #REF! | #REF! | #REF! | #REF! | #REF! | #REF! | #REF! | #REF! | #REF! | #REF! | #REF! | #REF! | #REF! | #REF! | #REF! | #REF! | #REF! | #REF! | #REF! | #REF! | #REF! | #REF! | #REF! | #REF! | #REF! | #REF! | #REF! | #REF! | #REF! | #REF! | #REF! | #REF! | #REF! | #REF! | #REF! | #REF! | #REF! | #REF! | #REF! | #REF! | #REF! | #REF! | #REF! | #REF! | #REF! | #REF! | #REF! | #REF! | #REF! | #REF! | #REF!
60 | #REF! | [59 empty] | #REF! | #REF! | #REF! | #REF! | #REF! | #REF! | #REF! | #REF! | #REF! | #REF! | #REF! | #REF! | #REF! | #REF! | #REF! | #REF! | #REF! | #REF! | #REF! | #REF! | #REF! | #REF! | #REF! | #REF! | #REF! | #REF! | #REF! | #REF! | #REF! | #REF! | #REF! | #REF! | #REF! | #REF! | #REF! | #REF! | #REF! | #REF! | #REF! | #REF! | #REF! | #REF! | #REF! | #REF! | #REF! | #REF! | #REF! | #REF! | #REF! | #REF! | #REF! | #REF! | #REF! | #REF! | #REF! | #REF! | #REF! | #REF! | #REF! | #REF! | #REF! | #REF! | #REF! | #REF! | #REF! | #REF! | #REF! | #REF! | #REF! | #REF! | #REF! | #REF! | #REF! | #REF! | #REF! | #REF! | #REF! | #REF! | #REF! | #REF! | #REF! | #REF! | #REF! | #REF! | #REF! | #REF! | #REF! | #REF! | #REF! | #REF! | #REF! | #REF! | #REF! | #REF! | #REF! | #REF! | #REF! | #REF! | #REF! | #REF! | #REF! | #REF! | #REF! | #REF! | #REF! | #REF! | #REF! | #REF! | #REF! | #REF! | #REF! | #REF! | #REF! | #REF! | #REF! | #REF! | #REF! | #REF! | #REF! | #REF! | #REF! | #REF! | #REF! | #REF! | #REF! | #REF! | #REF! | #REF! | #REF! | #REF! | #REF! | #REF! | #REF! | #REF! | #REF! | #REF! | #REF! | #REF! | #REF! | #REF! | #REF! | #REF! | #REF! | #REF! | #REF! | #REF! | #REF! | #REF! | #REF! | #REF! | #REF! | #REF! | #REF! | #REF! | #REF! | #REF! | #REF!
61 | #REF! | [60 empty] | #REF! | #REF! | #REF! | #REF! | #REF! | #REF! | #REF! | #REF! | #REF! | #REF! | #REF! | #REF! | #REF! | #REF! | #REF! | #REF! | #REF! | #REF! | #REF! | #REF! | #REF! | #REF! | #REF! | #REF! | #REF! | #REF! | #REF! | #REF! | #REF! | #REF! | #REF! | #REF! | #REF! | #REF! | #REF! | #REF! | #REF! | #REF! | #REF! | #REF! | #REF! | #REF! | #REF! | #REF! | #REF! | #REF! | #REF! | #REF! | #REF! | #REF! | #REF! | #REF! | #REF! | #REF! | #REF! | #REF! | #REF! | #REF! | #REF! | #REF! | #REF! | #REF! | #REF! | #REF! | #REF! | #REF! | #REF! | #REF! | #REF! | #REF! | #REF! | #REF! | #REF! | #REF! | #REF! | #REF! | #REF! | #REF! | #REF! | #REF! | #REF! | #REF! | #REF! | #REF! | #REF! | #REF! | #REF! | #REF! | #REF! | #REF! | #REF! | #REF! | #REF! | #REF! | #REF! | #REF! | #REF! | #REF! | #REF! | #REF! | #REF! | #REF! | #REF! | #REF! | #REF! | #REF! | #REF! | #REF! | #REF! | #REF! | #REF! | #REF! | #REF! | #REF! | #REF! | #REF! | #REF! | #REF! | #REF! | #REF! | #REF! | #REF! | #REF! | #REF! | #REF! | #REF! | #REF! | #REF! | #REF! | #REF! | #REF! | #REF! | #REF! | #REF! | #REF! | #REF! | #REF! | #REF! | #REF! | #REF! | #REF! | #REF! | #REF! | #REF! | #REF! | #REF! | #REF! | #REF! | #REF! | #REF! | #REF! | #REF! | #REF! | #REF! | #REF! | #REF!
62 | #REF! | [61 empty] | #REF! | #REF! | #REF! | #REF! | #REF! | #REF! | #REF! | #REF! | #REF! | #REF! | #REF! | #REF! | #REF! | #REF! | #REF! | #REF! | #REF! | #REF! | #REF! | #REF! | #REF! | #REF! | #REF! | #REF! | #REF! | #REF! | #REF! | #REF! | #REF! | #REF! | #REF! | #REF! | #REF! | #REF! | #REF! | #REF! | #REF! | #REF! | #REF! | #REF! | #REF! | #REF! | #REF! | #REF! | #REF! | #REF! | #REF! | #REF! | #REF! | #REF! | #REF! | #REF! | #REF! | #REF! | #REF! | #REF! | #REF! | #REF! | #REF! | #REF! | #REF! | #REF! | #REF! | #REF! | #REF! | #REF! | #REF! | #REF! | #REF! | #REF! | #REF! | #REF! | #REF! | #REF! | #REF! | #REF! | #REF! | #REF! | #REF! | #REF! | #REF! | #REF! | #REF! | #REF! | #REF! | #REF! | #REF! | #REF! | #REF! | #REF! | #REF! | #REF! | #REF! | #REF! | #REF! | #REF! | #REF! | #REF! | #REF! | #REF! | #REF! | #REF! | #REF! | #REF! | #REF! | #REF! | #REF! | #REF! | #REF! | #REF! | #REF! | #REF! | #REF! | #REF! | #REF! | #REF! | #REF! | #REF! | #REF! | #REF! | #REF! | #REF! | #REF! | #REF! | #REF! | #REF! | #REF! | #REF! | #REF! | #REF! | #REF! | #REF! | #REF! | #REF! | #REF! | #REF! | #REF! | #REF! | #REF! | #REF! | #REF! | #REF! | #REF! | #REF! | #REF! | #REF! | #REF! | #REF! | #REF! | #REF! | #REF! | #REF! | #REF! | #REF! | #REF!
63 | #REF! | [62 empty] | #REF! | #REF! | #REF! | #REF! | #REF! | #REF! | #REF! | #REF! | #REF! | #REF! | #REF! | #REF! | #REF! | #REF! | #REF! | #REF! | #REF! | #REF! | #REF! | #REF! | #REF! | #REF! | #REF! | #REF! | #REF! | #REF! | #REF! | #REF! | #REF! | #REF! | #REF! | #REF! | #REF! | #REF! | #REF! | #REF! | #REF! | #REF! | #REF! | #REF! | #REF! | #REF! | #REF! | #REF! | #REF! | #REF! | #REF! | #REF! | #REF! | #REF! | #REF! | #REF! | #REF! | #REF! | #REF! | #REF! | #REF! | #REF! | #REF! | #REF! | #REF! | #REF! | #REF! | #REF! | #REF! | #REF! | #REF! | #REF! | #REF! | #REF! | #REF! | #REF! | #REF! | #REF! | #REF! | #REF! | #REF! | #REF! | #REF! | #REF! | #REF! | #REF! | #REF! | #REF! | #REF! | #REF! | #REF! | #REF! | #REF! | #REF! | #REF! | #REF! | #REF! | #REF! | #REF! | #REF! | #REF! | #REF! | #REF! | #REF! | #REF! | #REF! | #REF! | #REF! | #REF! | #REF! | #REF! | #REF! | #REF! | #REF! | #REF! | #REF! | #REF! | #REF! | #REF! | #REF! | #REF! | #REF! | #REF! | #REF! | #REF! | #REF! | #REF! | #REF! | #REF! | #REF! | #REF! | #REF! | #REF! | #REF! | #REF! | #REF! | #REF! | #REF! | #REF! | #REF! | #REF! | #REF! | #REF! | #REF! | #REF! | #REF! | #REF! | #REF! | #REF! | #REF! | #REF! | #REF! | #REF! | #REF! | #REF! | #REF! | #REF! | #REF!
64 | #REF! | [63 empty] | #REF! | #REF! | #REF! | #REF! | #REF! | #REF! | #REF! | #REF! | #REF! | #REF! | #REF! | #REF! | #REF! | #REF! | #REF! | #REF! | #REF! | #REF! | #REF! | #REF! | #REF! | #REF! | #REF! | #REF! | #REF! | #REF! | #REF! | #REF! | #REF! | #REF! | #REF! | #REF! | #REF! | #REF! | #REF! | #REF! | #REF! | #REF! | #REF! | #REF! | #REF! | #REF! | #REF! | #REF! | #REF! | #REF! | #REF! | #REF! | #REF! | #REF! | #REF! | #REF! | #REF! | #REF! | #REF! | #REF! | #REF! | #REF! | #REF! | #REF! | #REF! | #REF! | #REF! | #REF! | #REF! | #REF! | #REF! | #REF! | #REF! | #REF! | #REF! | #REF! | #REF! | #REF! | #REF! | #REF! | #REF! | #REF! | #REF! | #REF! | #REF! | #REF! | #REF! | #REF! | #REF! | #REF! | #REF! | #REF! | #REF! | #REF! | #REF! | #REF! | #REF! | #REF! | #REF! | #REF! | #REF! | #REF! | #REF! | #REF! | #REF! | #REF! | #REF! | #REF! | #REF! | #REF! | #REF! | #REF! | #REF! | #REF! | #REF! | #REF! | #REF! | #REF! | #REF! | #REF! | #REF! | #REF! | #REF! | #REF! | #REF! | #REF! | #REF! | #REF! | #REF! | #REF! | #REF! | #REF! | #REF! | #REF! | #REF! | #REF! | #REF! | #REF! | #REF! | #REF! | #REF! | #REF! | #REF! | #REF! | #REF! | #REF! | #REF! | #REF! | #REF! | #REF! | #REF! | #REF! | #REF! | #REF! | #REF! | #REF! | #REF!
65 | #REF! | [64 empty] | #REF! | #REF! | #REF! | #REF! | #REF! | #REF! | #REF! | #REF! | #REF! | #REF! | #REF! | #REF! | #REF! | #REF! | #REF! | #REF! | #REF! | #REF! | #REF! | #REF! | #REF! | #REF! | #REF! | #REF! | #REF! | #REF! | #REF! | #REF! | #REF! | #REF! | #REF! | #REF! | #REF! | #REF! | #REF! | #REF! | #REF! | #REF! | #REF! | #REF! | #REF! | #REF! | #REF! | #REF! | #REF! | #REF! | #REF! | #REF! | #REF! | #REF! | #REF! | #REF! | #REF! | #REF! | #REF! | #REF! | #REF! | #REF! | #REF! | #REF! | #REF! | #REF! | #REF! | #REF! | #REF! | #REF! | #REF! | #REF! | #REF! | #REF! | #REF! | #REF! | #REF! | #REF! | #REF! | #REF! | #REF! | #REF! | #REF! | #REF! | #REF! | #REF! | #REF! | #REF! | #REF! | #REF! | #REF! | #REF! | #REF! | #REF! | #REF! | #REF! | #REF! | #REF! | #REF! | #REF! | #REF! | #REF! | #REF! | #REF! | #REF! | #REF! | #REF! | #REF! | #REF! | #REF! | #REF! | #REF! | #REF! | #REF! | #REF! | #REF! | #REF! | #REF! | #REF! | #REF! | #REF! | #REF! | #REF! | #REF! | #REF! | #REF! | #REF! | #REF! | #REF! | #REF! | #REF! | #REF! | #REF! | #REF! | #REF! | #REF! | #REF! | #REF! | #REF! | #REF! | #REF! | #REF! | #REF! | #REF! | #REF! | #REF! | #REF! | #REF! | #REF! | #REF! | #REF! | #REF! | #REF! | #REF! | #REF! | #REF!
66 | #REF! | [65 empty] | #REF! | #REF! | #REF! | #REF! | #REF! | #REF! | #REF! | #REF! | #REF! | #REF! | #REF! | #REF! | #REF! | #REF! | #REF! | #REF! | #REF! | #REF! | #REF! | #REF! | #REF! | #REF! | #REF! | #REF! | #REF! | #REF! | #REF! | #REF! | #REF! | #REF! | #REF! | #REF! | #REF! | #REF! | #REF! | #REF! | #REF! | #REF! | #REF! | #REF! | #REF! | #REF! | #REF! | #REF! | #REF! | #REF! | #REF! | #REF! | #REF! | #REF! | #REF! | #REF! | #REF! | #REF! | #REF! | #REF! | #REF! | #REF! | #REF! | #REF! | #REF! | #REF! | #REF! | #REF! | #REF! | #REF! | #REF! | #REF! | #REF! | #REF! | #REF! | #REF! | #REF! | #REF! | #REF! | #REF! | #REF! | #REF! | #REF! | #REF! | #REF! | #REF! | #REF! | #REF! | #REF! | #REF! | #REF! | #REF! | #REF! | #REF! | #REF! | #REF! | #REF! | #REF! | #REF! | #REF! | #REF! | #REF! | #REF! | #REF! | #REF! | #REF! | #REF! | #REF! | #REF! | #REF! | #REF! | #REF! | #REF! | #REF! | #REF! | #REF! | #REF! | #REF! | #REF! | #REF! | #REF! | #REF! | #REF! | #REF! | #REF! | #REF! | #REF! | #REF! | #REF! | #REF! | #REF! | #REF! | #REF! | #REF! | #REF! | #REF! | #REF! | #REF! | #REF! | #REF! | #REF! | #REF! | #REF! | #REF! | #REF! | #REF! | #REF! | #REF! | #REF! | #REF! | #REF! | #REF! | #REF! | #REF! | #REF!
67 | #REF! | [66 empty] | #REF! | #REF! | #REF! | #REF! | #REF! | #REF! | #REF! | #REF! | #REF! | #REF! | #REF! | #REF! | #REF! | #REF! | #REF! | #REF! | #REF! | #REF! | #REF! | #REF! | #REF! | #REF! | #REF! | #REF! | #REF! | #REF! | #REF! | #REF! | #REF! | #REF! | #REF! | #REF! | #REF! | #REF! | #REF! | #REF! | #REF! | #REF! | #REF! | #REF! | #REF! | #REF! | #REF! | #REF! | #REF! | #REF! | #REF! | #REF! | #REF! | #REF! | #REF! | #REF! | #REF! | #REF! | #REF! | #REF! | #REF! | #REF! | #REF! | #REF! | #REF! | #REF! | #REF! | #REF! | #REF! | #REF! | #REF! | #REF! | #REF! | #REF! | #REF! | #REF! | #REF! | #REF! | #REF! | #REF! | #REF! | #REF! | #REF! | #REF! | #REF! | #REF! | #REF! | #REF! | #REF! | #REF! | #REF! | #REF! | #REF! | #REF! | #REF! | #REF! | #REF! | #REF! | #REF! | #REF! | #REF! | #REF! | #REF! | #REF! | #REF! | #REF! | #REF! | #REF! | #REF! | #REF! | #REF! | #REF! | #REF! | #REF! | #REF! | #REF! | #REF! | #REF! | #REF! | #REF! | #REF! | #REF! | #REF! | #REF! | #REF! | #REF! | #REF! | #REF! | #REF! | #REF! | #REF! | #REF! | #REF! | #REF! | #REF! | #REF! | #REF! | #REF! | #REF! | #REF! | #REF! | #REF! | #REF! | #REF! | #REF! | #REF! | #REF! | #REF! | #REF! | #REF! | #REF! | #REF! | #REF! | #REF!
68 | #REF! | [67 empty] | #REF! | #REF! | #REF! | #REF! | #REF! | #REF! | #REF! | #REF! | #REF! | #REF! | #REF! | #REF! | #REF! | #REF! | #REF! | #REF! | #REF! | #REF! | #REF! | #REF! | #REF! | #REF! | #REF! | #REF! | #REF! | #REF! | #REF! | #REF! | #REF! | #REF! | #REF! | #REF! | #REF! | #REF! | #REF! | #REF! | #REF! | #REF! | #REF! | #REF! | #REF! | #REF! | #REF! | #REF! | #REF! | #REF! | #REF! | #REF! | #REF! | #REF! | #REF! | #REF! | #REF! | #REF! | #REF! | #REF! | #REF! | #REF! | #REF! | #REF! | #REF! | #REF! | #REF! | #REF! | #REF! | #REF! | #REF! | #REF! | #REF! | #REF! | #REF! | #REF! | #REF! | #REF! | #REF! | #REF! | #REF! | #REF! | #REF! | #REF! | #REF! | #REF! | #REF! | #REF! | #REF! | #REF! | #REF! | #REF! | #REF! | #REF! | #REF! | #REF! | #REF! | #REF! | #REF! | #REF! | #REF! | #REF! | #REF! | #REF! | #REF! | #REF! | #REF! | #REF! | #REF! | #REF! | #REF! | #REF! | #REF! | #REF! | #REF! | #REF! | #REF! | #REF! | #REF! | #REF! | #REF! | #REF! | #REF! | #REF! | #REF! | #REF! | #REF! | #REF! | #REF! | #REF! | #REF! | #REF! | #REF! | #REF! | #REF! | #REF! | #REF! | #REF! | #REF! | #REF! | #REF! | #REF! | #REF! | #REF! | #REF! | #REF! | #REF! | #REF! | #REF! | #REF! | #REF! | #REF! | #REF!
69 | #REF! | [68 empty] | #REF! | #REF! | #REF! | #REF! | #REF! | #REF! | #REF! | #REF! | #REF! | #REF! | #REF! | #REF! | #REF! | #REF! | #REF! | #REF! | #REF! | #REF! | #REF! | #REF! | #REF! | #REF! | #REF! | #REF! | #REF! | #REF! | #REF! | #REF! | #REF! | #REF! | #REF! | #REF! | #REF! | #REF! | #REF! | #REF! | #REF! | #REF! | #REF! | #REF! | #REF! | #REF! | #REF! | #REF! | #REF! | #REF! | #REF! | #REF! | #REF! | #REF! | #REF! | #REF! | #REF! | #REF! | #REF! | #REF! | #REF! | #REF! | #REF! | #REF! | #REF! | #REF! | #REF! | #REF! | #REF! | #REF! | #REF! | #REF! | #REF! | #REF! | #REF! | #REF! | #REF! | #REF! | #REF! | #REF! | #REF! | #REF! | #REF! | #REF! | #REF! | #REF! | #REF! | #REF! | #REF! | #REF! | #REF! | #REF! | #REF! | #REF! | #REF! | #REF! | #REF! | #REF! | #REF! | #REF! | #REF! | #REF! | #REF! | #REF! | #REF! | #REF! | #REF! | #REF! | #REF! | #REF! | #REF! | #REF! | #REF! | #REF! | #REF! | #REF! | #REF! | #REF! | #REF! | #REF! | #REF! | #REF! | #REF! | #REF! | #REF! | #REF! | #REF! | #REF! | #REF! | #REF! | #REF! | #REF! | #REF! | #REF! | #REF! | #REF! | #REF! | #REF! | #REF! | #REF! | #REF! | #REF! | #REF! | #REF! | #REF! | #REF! | #REF! | #REF! | #REF! | #REF! | #REF! | #REF!
70 | #REF! | [69 empty] | #REF! | #REF! | #REF! | #REF! | #REF! | #REF! | #REF! | #REF! | #REF! | #REF! | #REF! | #REF! | #REF! | #REF! | #REF! | #REF! | #REF! | #REF! | #REF! | #REF! | #REF! | #REF! | #REF! | #REF! | #REF! | #REF! | #REF! | #REF! | #REF! | #REF! | #REF! | #REF! | #REF! | #REF! | #REF! | #REF! | #REF! | #REF! | #REF! | #REF! | #REF! | #REF! | #REF! | #REF! | #REF! | #REF! | #REF! | #REF! | #REF! | #REF! | #REF! | #REF! | #REF! | #REF! | #REF! | #REF! | #REF! | #REF! | #REF! | #REF! | #REF! | #REF! | #REF! | #REF! | #REF! | #REF! | #REF! | #REF! | #REF! | #REF! | #REF! | #REF! | #REF! | #REF! | #REF! | #REF! | #REF! | #REF! | #REF! | #REF! | #REF! | #REF! | #REF! | #REF! | #REF! | #REF! | #REF! | #REF! | #REF! | #REF! | #REF! | #REF! | #REF! | #REF! | #REF! | #REF! | #REF! | #REF! | #REF! | #REF! | #REF! | #REF! | #REF! | #REF! | #REF! | #REF! | #REF! | #REF! | #REF! | #REF! | #REF! | #REF! | #REF! | #REF! | #REF! | #REF! | #REF! | #REF! | #REF! | #REF! | #REF! | #REF! | #REF! | #REF! | #REF! | #REF! | #REF! | #REF! | #REF! | #REF! | #REF! | #REF! | #REF! | #REF! | #REF! | #REF! | #REF! | #REF! | #REF! | #REF! | #REF! | #REF! | #REF! | #REF! | #REF! | #REF! | #REF!
71 | #REF! | [70 empty] | #REF! | #REF! | #REF! | #REF! | #REF! | #REF! | #REF! | #REF! | #REF! | #REF! | #REF! | #REF! | #REF! | #REF! | #REF! | #REF! | #REF! | #REF! | #REF! | #REF! | #REF! | #REF! | #REF! | #REF! | #REF! | #REF! | #REF! | #REF! | #REF! | #REF! | #REF! | #REF! | #REF! | #REF! | #REF! | #REF! | #REF! | #REF! | #REF! | #REF! | #REF! | #REF! | #REF! | #REF! | #REF! | #REF! | #REF! | #REF! | #REF! | #REF! | #REF! | #REF! | #REF! | #REF! | #REF! | #REF! | #REF! | #REF! | #REF! | #REF! | #REF! | #REF! | #REF! | #REF! | #REF! | #REF! | #REF! | #REF! | #REF! | #REF! | #REF! | #REF! | #REF! | #REF! | #REF! | #REF! | #REF! | #REF! | #REF! | #REF! | #REF! | #REF! | #REF! | #REF! | #REF! | #REF! | #REF! | #REF! | #REF! | #REF! | #REF! | #REF! | #REF! | #REF! | #REF! | #REF! | #REF! | #REF! | #REF! | #REF! | #REF! | #REF! | #REF! | #REF! | #REF! | #REF! | #REF! | #REF! | #REF! | #REF! | #REF! | #REF! | #REF! | #REF! | #REF! | #REF! | #REF! | #REF! | #REF! | #REF! | #REF! | #REF! | #REF! | #REF! | #REF! | #REF! | #REF! | #REF! | #REF! | #REF! | #REF! | #REF! | #REF! | #REF! | #REF! | #REF! | #REF! | #REF! | #REF! | #REF! | #REF! | #REF! | #REF! | #REF! | #REF! | #REF!
72 | #REF! | [71 empty] | #REF! | #REF! | #REF! | #REF! | #REF! | #REF! | #REF! | #REF! | #REF! | #REF! | #REF! | #REF! | #REF! | #REF! | #REF! | #REF! | #REF! | #REF! | #REF! | #REF! | #REF! | #REF! | #REF! | #REF! | #REF! | #REF! | #REF! | #REF! | #REF! | #REF! | #REF! | #REF! | #REF! | #REF! | #REF! | #REF! | #REF! | #REF! | #REF! | #REF! | #REF! | #REF! | #REF! | #REF! | #REF! | #REF! | #REF! | #REF! | #REF! | #REF! | #REF! | #REF! | #REF! | #REF! | #REF! | #REF! | #REF! | #REF! | #REF! | #REF! | #REF! | #REF! | #REF! | #REF! | #REF! | #REF! | #REF! | #REF! | #REF! | #REF! | #REF! | #REF! | #REF! | #REF! | #REF! | #REF! | #REF! | #REF! | #REF! | #REF! | #REF! | #REF! | #REF! | #REF! | #REF! | #REF! | #REF! | #REF! | #REF! | #REF! | #REF! | #REF! | #REF! | #REF! | #REF! | #REF! | #REF! | #REF! | #REF! | #REF! | #REF! | #REF! | #REF! | #REF! | #REF! | #REF! | #REF! | #REF! | #REF! | #REF! | #REF! | #REF! | #REF! | #REF! | #REF! | #REF! | #REF! | #REF! | #REF! | #REF! | #REF! | #REF! | #REF! | #REF! | #REF! | #REF! | #REF! | #REF! | #REF! | #REF! | #REF! | #REF! | #REF! | #REF! | #REF! | #REF! | #REF! | #REF! | #REF! | #REF! | #REF! | #REF! | #REF! | #REF! | #REF!
73 | #REF! | [72 empty] | #REF! | #REF! | #REF! | #REF! | #REF! | #REF! | #REF! | #REF! | #REF! | #REF! | #REF! | #REF! | #REF! | #REF! | #REF! | #REF! | #REF! | #REF! | #REF! | #REF! | #REF! | #REF! | #REF! | #REF! | #REF! | #REF! | #REF! | #REF! | #REF! | #REF! | #REF! | #REF! | #REF! | #REF! | #REF! | #REF! | #REF! | #REF! | #REF! | #REF! | #REF! | #REF! | #REF! | #REF! | #REF! | #REF! | #REF! | #REF! | #REF! | #REF! | #REF! | #REF! | #REF! | #REF! | #REF! | #REF! | #REF! | #REF! | #REF! | #REF! | #REF! | #REF! | #REF! | #REF! | #REF! | #REF! | #REF! | #REF! | #REF! | #REF! | #REF! | #REF! | #REF! | #REF! | #REF! | #REF! | #REF! | #REF! | #REF! | #REF! | #REF! | #REF! | #REF! | #REF! | #REF! | #REF! | #REF! | #REF! | #REF! | #REF! | #REF! | #REF! | #REF! | #REF! | #REF! | #REF! | #REF! | #REF! | #REF! | #REF! | #REF! | #REF! | #REF! | #REF! | #REF! | #REF! | #REF! | #REF! | #REF! | #REF! | #REF! | #REF! | #REF! | #REF! | #REF! | #REF! | #REF! | #REF! | #REF! | #REF! | #REF! | #REF! | #REF! | #REF! | #REF! | #REF! | #REF! | #REF! | #REF! | #REF! | #REF! | #REF! | #REF! | #REF! | #REF! | #REF! | #REF! | #REF! | #REF! | #REF! | #REF! | #REF! | #REF! | #REF!
74 | #REF! | [73 empty] | #REF! | #REF! | #REF! | #REF! | #REF! | #REF! | #REF! | #REF! | #REF! | #REF! | #REF! | #REF! | #REF! | #REF! | #REF! | #REF! | #REF! | #REF! | #REF! | #REF! | #REF! | #REF! | #REF! | #REF! | #REF! | #REF! | #REF! | #REF! | #REF! | #REF! | #REF! | #REF! | #REF! | #REF! | #REF! | #REF! | #REF! | #REF! | #REF! | #REF! | #REF! | #REF! | #REF! | #REF! | #REF! | #REF! | #REF! | #REF! | #REF! | #REF! | #REF! | #REF! | #REF! | #REF! | #REF! | #REF! | #REF! | #REF! | #REF! | #REF! | #REF! | #REF! | #REF! | #REF! | #REF! | #REF! | #REF! | #REF! | #REF! | #REF! | #REF! | #REF! | #REF! | #REF! | #REF! | #REF! | #REF! | #REF! | #REF! | #REF! | #REF! | #REF! | #REF! | #REF! | #REF! | #REF! | #REF! | #REF! | #REF! | #REF! | #REF! | #REF! | #REF! | #REF! | #REF! | #REF! | #REF! | #REF! | #REF! | #REF! | #REF! | #REF! | #REF! | #REF! | #REF! | #REF! | #REF! | #REF! | #REF! | #REF! | #REF! | #REF! | #REF! | #REF! | #REF! | #REF! | #REF! | #REF! | #REF! | #REF! | #REF! | #REF! | #REF! | #REF! | #REF! | #REF! | #REF! | #REF! | #REF! | #REF! | #REF! | #REF! | #REF! | #REF! | #REF! | #REF! | #REF! | #REF! | #REF! | #REF! | #REF! | #REF! | #REF!
75 | #REF! | [74 empty] | #REF! | #REF! | #REF! | #REF! | #REF! | #REF! | #REF! | #REF! | #REF! | #REF! | #REF! | #REF! | #REF! | #REF! | #REF! | #REF! | #REF! | #REF! | #REF! | #REF! | #REF! | #REF! | #REF! | #REF! | #REF! | #REF! | #REF! | #REF! | #REF! | #REF! | #REF! | #REF! | #REF! | #REF! | #REF! | #REF! | #REF! | #REF! | #REF! | #REF! | #REF! | #REF! | #REF! | #REF! | #REF! | #REF! | #REF! | #REF! | #REF! | #REF! | #REF! | #REF! | #REF! | #REF! | #REF! | #REF! | #REF! | #REF! | #REF! | #REF! | #REF! | #REF! | #REF! | #REF! | #REF! | #REF! | #REF! | #REF! | #REF! | #REF! | #REF! | #REF! | #REF! | #REF! | #REF! | #REF! | #REF! | #REF! | #REF! | #REF! | #REF! | #REF! | #REF! | #REF! | #REF! | #REF! | #REF! | #REF! | #REF! | #REF! | #REF! | #REF! | #REF! | #REF! | #REF! | #REF! | #REF! | #REF! | #REF! | #REF! | #REF! | #REF! | #REF! | #REF! | #REF! | #REF! | #REF! | #REF! | #REF! | #REF! | #REF! | #REF! | #REF! | #REF! | #REF! | #REF! | #REF! | #REF! | #REF! | #REF! | #REF! | #REF! | #REF! | #REF! | #REF! | #REF! | #REF! | #REF! | #REF! | #REF! | #REF! | #REF! | #REF! | #REF! | #REF! | #REF! | #REF! | #REF! | #REF! | #REF! | #REF! | #REF!
76 | #REF! | [75 empty] | #REF! | #REF! | #REF! | #REF! | #REF! | #REF! | #REF! | #REF! | #REF! | #REF! | #REF! | #REF! | #REF! | #REF! | #REF! | #REF! | #REF! | #REF! | #REF! | #REF! | #REF! | #REF! | #REF! | #REF! | #REF! | #REF! | #REF! | #REF! | #REF! | #REF! | #REF! | #REF! | #REF! | #REF! | #REF! | #REF! | #REF! | #REF! | #REF! | #REF! | #REF! | #REF! | #REF! | #REF! | #REF! | #REF! | #REF! | #REF! | #REF! | #REF! | #REF! | #REF! | #REF! | #REF! | #REF! | #REF! | #REF! | #REF! | #REF! | #REF! | #REF! | #REF! | #REF! | #REF! | #REF! | #REF! | #REF! | #REF! | #REF! | #REF! | #REF! | #REF! | #REF! | #REF! | #REF! | #REF! | #REF! | #REF! | #REF! | #REF! | #REF! | #REF! | #REF! | #REF! | #REF! | #REF! | #REF! | #REF! | #REF! | #REF! | #REF! | #REF! | #REF! | #REF! | #REF! | #REF! | #REF! | #REF! | #REF! | #REF! | #REF! | #REF! | #REF! | #REF! | #REF! | #REF! | #REF! | #REF! | #REF! | #REF! | #REF! | #REF! | #REF! | #REF! | #REF! | #REF! | #REF! | #REF! | #REF! | #REF! | #REF! | #REF! | #REF! | #REF! | #REF! | #REF! | #REF! | #REF! | #REF! | #REF! | #REF! | #REF! | #REF! | #REF! | #REF! | #REF! | #REF! | #REF! | #REF! | #REF! | #REF!
77 | #REF! | [76 empty] | #REF! | #REF! | #REF! | #REF! | #REF! | #REF! | #REF! | #REF! | #REF! | #REF! | #REF! | #REF! | #REF! | #REF! | #REF! | #REF! | #REF! | #REF! | #REF! | #REF! | #REF! | #REF! | #REF! | #REF! | #REF! | #REF! | #REF! | #REF! | #REF! | #REF! | #REF! | #REF! | #REF! | #REF! | #REF! | #REF! | #REF! | #REF! | #REF! | #REF! | #REF! | #REF! | #REF! | #REF! | #REF! | #REF! | #REF! | #REF! | #REF! | #REF! | #REF! | #REF! | #REF! | #REF! | #REF! | #REF! | #REF! | #REF! | #REF! | #REF! | #REF! | #REF! | #REF! | #REF! | #REF! | #REF! | #REF! | #REF! | #REF! | #REF! | #REF! | #REF! | #REF! | #REF! | #REF! | #REF! | #REF! | #REF! | #REF! | #REF! | #REF! | #REF! | #REF! | #REF! | #REF! | #REF! | #REF! | #REF! | #REF! | #REF! | #REF! | #REF! | #REF! | #REF! | #REF! | #REF! | #REF! | #REF! | #REF! | #REF! | #REF! | #REF! | #REF! | #REF! | #REF! | #REF! | #REF! | #REF! | #REF! | #REF! | #REF! | #REF! | #REF! | #REF! | #REF! | #REF! | #REF! | #REF! | #REF! | #REF! | #REF! | #REF! | #REF! | #REF! | #REF! | #REF! | #REF! | #REF! | #REF! | #REF! | #REF! | #REF! | #REF! | #REF! | #REF! | #REF! | #REF! | #REF! | #REF! | #REF!
78 | #REF! | [77 empty] | #REF! | #REF! | #REF! | #REF! | #REF! | #REF! | #REF! | #REF! | #REF! | #REF! | #REF! | #REF! | #REF! | #REF! | #REF! | #REF! | #REF! | #REF! | #REF! | #REF! | #REF! | #REF! | #REF! | #REF! | #REF! | #REF! | #REF! | #REF! | #REF! | #REF! | #REF! | #REF! | #REF! | #REF! | #REF! | #REF! | #REF! | #REF! | #REF! | #REF! | #REF! | #REF! | #REF! | #REF! | #REF! | #REF! | #REF! | #REF! | #REF! | #REF! | #REF! | #REF! | #REF! | #REF! | #REF! | #REF! | #REF! | #REF! | #REF! | #REF! | #REF! | #REF! | #REF! | #REF! | #REF! | #REF! | #REF! | #REF! | #REF! | #REF! | #REF! | #REF! | #REF! | #REF! | #REF! | #REF! | #REF! | #REF! | #REF! | #REF! | #REF! | #REF! | #REF! | #REF! | #REF! | #REF! | #REF! | #REF! | #REF! | #REF! | #REF! | #REF! | #REF! | #REF! | #REF! | #REF! | #REF! | #REF! | #REF! | #REF! | #REF! | #REF! | #REF! | #REF! | #REF! | #REF! | #REF! | #REF! | #REF! | #REF! | #REF! | #REF! | #REF! | #REF! | #REF! | #REF! | #REF! | #REF! | #REF! | #REF! | #REF! | #REF! | #REF! | #REF! | #REF! | #REF! | #REF! | #REF! | #REF! | #REF! | #REF! | #REF! | #REF! | #REF! | #REF! | #REF! | #REF! | #REF! | #REF!
79 | #REF! | [78 empty] | #REF! | #REF! | #REF! | #REF! | #REF! | #REF! | #REF! | #REF! | #REF! | #REF! | #REF! | #REF! | #REF! | #REF! | #REF! | #REF! | #REF! | #REF! | #REF! | #REF! | #REF! | #REF! | #REF! | #REF! | #REF! | #REF! | #REF! | #REF! | #REF! | #REF! | #REF! | #REF! | #REF! | #REF! | #REF! | #REF! | #REF! | #REF! | #REF! | #REF! | #REF! | #REF! | #REF! | #REF! | #REF! | #REF! | #REF! | #REF! | #REF! | #REF! | #REF! | #REF! | #REF! | #REF! | #REF! | #REF! | #REF! | #REF! | #REF! | #REF! | #REF! | #REF! | #REF! | #REF! | #REF! | #REF! | #REF! | #REF! | #REF! | #REF! | #REF! | #REF! | #REF! | #REF! | #REF! | #REF! | #REF! | #REF! | #REF! | #REF! | #REF! | #REF! | #REF! | #REF! | #REF! | #REF! | #REF! | #REF! | #REF! | #REF! | #REF! | #REF! | #REF! | #REF! | #REF! | #REF! | #REF! | #REF! | #REF! | #REF! | #REF! | #REF! | #REF! | #REF! | #REF! | #REF! | #REF! | #REF! | #REF! | #REF! | #REF! | #REF! | #REF! | #REF! | #REF! | #REF! | #REF! | #REF! | #REF! | #REF! | #REF! | #REF! | #REF! | #REF! | #REF! | #REF! | #REF! | #REF! | #REF! | #REF! | #REF! | #REF! | #REF! | #REF! | #REF! | #REF! | #REF! | #REF!
80 | #REF! | [79 empty] | #REF! | #REF! | #REF! | #REF! | #REF! | #REF! | #REF! | #REF! | #REF! | #REF! | #REF! | #REF! | #REF! | #REF! | #REF! | #REF! | #REF! | #REF! | #REF! | #REF! | #REF! | #REF! | #REF! | #REF! | #REF! | #REF! | #REF! | #REF! | #REF! | #REF! | #REF! | #REF! | #REF! | #REF! | #REF! | #REF! | #REF! | #REF! | #REF! | #REF! | #REF! | #REF! | #REF! | #REF! | #REF! | #REF! | #REF! | #REF! | #REF! | #REF! | #REF! | #REF! | #REF! | #REF! | #REF! | #REF! | #REF! | #REF! | #REF! | #REF! | #REF! | #REF! | #REF! | #REF! | #REF! | #REF! | #REF! | #REF! | #REF! | #REF! | #REF! | #REF! | #REF! | #REF! | #REF! | #REF! | #REF! | #REF! | #REF! | #REF! | #REF! | #REF! | #REF! | #REF! | #REF! | #REF! | #REF! | #REF! | #REF! | #REF! | #REF! | #REF! | #REF! | #REF! | #REF! | #REF! | #REF! | #REF! | #REF! | #REF! | #REF! | #REF! | #REF! | #REF! | #REF! | #REF! | #REF! | #REF! | #REF! | #REF! | #REF! | #REF! | #REF! | #REF! | #REF! | #REF! | #REF! | #REF! | #REF! | #REF! | #REF! | #REF! | #REF! | #REF! | #REF! | #REF! | #REF! | #REF! | #REF! | #REF! | #REF! | #REF! | #REF! | #REF! | #REF! | #REF! | #REF!
81 | #REF! | [80 empty] | #REF! | #REF! | #REF! | #REF! | #REF! | #REF! | #REF! | #REF! | #REF! | #REF! | #REF! | #REF! | #REF! | #REF! | #REF! | #REF! | #REF! | #REF! | #REF! | #REF! | #REF! | #REF! | #REF! | #REF! | #REF! | #REF! | #REF! | #REF! | #REF! | #REF! | #REF! | #REF! | #REF! | #REF! | #REF! | #REF! | #REF! | #REF! | #REF! | #REF! | #REF! | #REF! | #REF! | #REF! | #REF! | #REF! | #REF! | #REF! | #REF! | #REF! | #REF! | #REF! | #REF! | #REF! | #REF! | #REF! | #REF! | #REF! | #REF! | #REF! | #REF! | #REF! | #REF! | #REF! | #REF! | #REF! | #REF! | #REF! | #REF! | #REF! | #REF! | #REF! | #REF! | #REF! | #REF! | #REF! | #REF! | #REF! | #REF! | #REF! | #REF! | #REF! | #REF! | #REF! | #REF! | #REF! | #REF! | #REF! | #REF! | #REF! | #REF! | #REF! | #REF! | #REF! | #REF! | #REF! | #REF! | #REF! | #REF! | #REF! | #REF! | #REF! | #REF! | #REF! | #REF! | #REF! | #REF! | #REF! | #REF! | #REF! | #REF! | #REF! | #REF! | #REF! | #REF! | #REF! | #REF! | #REF! | #REF! | #REF! | #REF! | #REF! | #REF! | #REF! | #REF! | #REF! | #REF! | #REF! | #REF! | #REF! | #REF! | #REF! | #REF! | #REF! | #REF! | #REF!
82 | #REF! | [81 empty] | #REF! | #REF! | #REF! | #REF! | #REF! | #REF! | #REF! | #REF! | #REF! | #REF! | #REF! | #REF! | #REF! | #REF! | #REF! | #REF! | #REF! | #REF! | #REF! | #REF! | #REF! | #REF! | #REF! | #REF! | #REF! | #REF! | #REF! | #REF! | #REF! | #REF! | #REF! | #REF! | #REF! | #REF! | #REF! | #REF! | #REF! | #REF! | #REF! | #REF! | #REF! | #REF! | #REF! | #REF! | #REF! | #REF! | #REF! | #REF! | #REF! | #REF! | #REF! | #REF! | #REF! | #REF! | #REF! | #REF! | #REF! | #REF! | #REF! | #REF! | #REF! | #REF! | #REF! | #REF! | #REF! | #REF! | #REF! | #REF! | #REF! | #REF! | #REF! | #REF! | #REF! | #REF! | #REF! | #REF! | #REF! | #REF! | #REF! | #REF! | #REF! | #REF! | #REF! | #REF! | #REF! | #REF! | #REF! | #REF! | #REF! | #REF! | #REF! | #REF! | #REF! | #REF! | #REF! | #REF! | #REF! | #REF! | #REF! | #REF! | #REF! | #REF! | #REF! | #REF! | #REF! | #REF! | #REF! | #REF! | #REF! | #REF! | #REF! | #REF! | #REF! | #REF! | #REF! | #REF! | #REF! | #REF! | #REF! | #REF! | #REF! | #REF! | #REF! | #REF! | #REF! | #REF! | #REF! | #REF! | #REF! | #REF! | #REF! | #REF! | #REF! | #REF! | #REF!
83 | #REF! | [82 empty] | #REF! | #REF! | #REF! | #REF! | #REF! | #REF! | #REF! | #REF! | #REF! | #REF! | #REF! | #REF! | #REF! | #REF! | #REF! | #REF! | #REF! | #REF! | #REF! | #REF! | #REF! | #REF! | #REF! | #REF! | #REF! | #REF! | #REF! | #REF! | #REF! | #REF! | #REF! | #REF! | #REF! | #REF! | #REF! | #REF! | #REF! | #REF! | #REF! | #REF! | #REF! | #REF! | #REF! | #REF! | #REF! | #REF! | #REF! | #REF! | #REF! | #REF! | #REF! | #REF! | #REF! | #REF! | #REF! | #REF! | #REF! | #REF! | #REF! | #REF! | #REF! | #REF! | #REF! | #REF! | #REF! | #REF! | #REF! | #REF! | #REF! | #REF! | #REF! | #REF! | #REF! | #REF! | #REF! | #REF! | #REF! | #REF! | #REF! | #REF! | #REF! | #REF! | #REF! | #REF! | #REF! | #REF! | #REF! | #REF! | #REF! | #REF! | #REF! | #REF! | #REF! | #REF! | #REF! | #REF! | #REF! | #REF! | #REF! | #REF! | #REF! | #REF! | #REF! | #REF! | #REF! | #REF! | #REF! | #REF! | #REF! | #REF! | #REF! | #REF! | #REF! | #REF! | #REF! | #REF! | #REF! | #REF! | #REF! | #REF! | #REF! | #REF! | #REF! | #REF! | #REF! | #REF! | #REF! | #REF! | #REF! | #REF! | #REF! | #REF! | #REF! | #REF!
84 | #REF! | [83 empty] | #REF! | #REF! | #REF! | #REF! | #REF! | #REF! | #REF! | #REF! | #REF! | #REF! | #REF! | #REF! | #REF! | #REF! | #REF! | #REF! | #REF! | #REF! | #REF! | #REF! | #REF! | #REF! | #REF! | #REF! | #REF! | #REF! | #REF! | #REF! | #REF! | #REF! | #REF! | #REF! | #REF! | #REF! | #REF! | #REF! | #REF! | #REF! | #REF! | #REF! | #REF! | #REF! | #REF! | #REF! | #REF! | #REF! | #REF! | #REF! | #REF! | #REF! | #REF! | #REF! | #REF! | #REF! | #REF! | #REF! | #REF! | #REF! | #REF! | #REF! | #REF! | #REF! | #REF! | #REF! | #REF! | #REF! | #REF! | #REF! | #REF! | #REF! | #REF! | #REF! | #REF! | #REF! | #REF! | #REF! | #REF! | #REF! | #REF! | #REF! | #REF! | #REF! | #REF! | #REF! | #REF! | #REF! | #REF! | #REF! | #REF! | #REF! | #REF! | #REF! | #REF! | #REF! | #REF! | #REF! | #REF! | #REF! | #REF! | #REF! | #REF! | #REF! | #REF! | #REF! | #REF! | #REF! | #REF! | #REF! | #REF! | #REF! | #REF! | #REF! | #REF! | #REF! | #REF! | #REF! | #REF! | #REF! | #REF! | #REF! | #REF! | #REF! | #REF! | #REF! | #REF! | #REF! | #REF! | #REF! | #REF! | #REF! | #REF! | #REF! | #REF!
85 | #REF! | [84 empty] | #REF! | #REF! | #REF! | #REF! | #REF! | #REF! | #REF! | #REF! | #REF! | #REF! | #REF! | #REF! | #REF! | #REF! | #REF! | #REF! | #REF! | #REF! | #REF! | #REF! | #REF! | #REF! | #REF! | #REF! | #REF! | #REF! | #REF! | #REF! | #REF! | #REF! | #REF! | #REF! | #REF! | #REF! | #REF! | #REF! | #REF! | #REF! | #REF! | #REF! | #REF! | #REF! | #REF! | #REF! | #REF! | #REF! | #REF! | #REF! | #REF! | #REF! | #REF! | #REF! | #REF! | #REF! | #REF! | #REF! | #REF! | #REF! | #REF! | #REF! | #REF! | #REF! | #REF! | #REF! | #REF! | #REF! | #REF! | #REF! | #REF! | #REF! | #REF! | #REF! | #REF! | #REF! | #REF! | #REF! | #REF! | #REF! | #REF! | #REF! | #REF! | #REF! | #REF! | #REF! | #REF! | #REF! | #REF! | #REF! | #REF! | #REF! | #REF! | #REF! | #REF! | #REF! | #REF! | #REF! | #REF! | #REF! | #REF! | #REF! | #REF! | #REF! | #REF! | #REF! | #REF! | #REF! | #REF! | #REF! | #REF! | #REF! | #REF! | #REF! | #REF! | #REF! | #REF! | #REF! | #REF! | #REF! | #REF! | #REF! | #REF! | #REF! | #REF! | #REF! | #REF! | #REF! | #REF! | #REF! | #REF! | #REF! | #REF! | #REF!
86 | #REF! | [85 empty] | #REF! | #REF! | #REF! | #REF! | #REF! | #REF! | #REF! | #REF! | #REF! | #REF! | #REF! | #REF! | #REF! | #REF! | #REF! | #REF! | #REF! | #REF! | #REF! | #REF! | #REF! | #REF! | #REF! | #REF! | #REF! | #REF! | #REF! | #REF! | #REF! | #REF! | #REF! | #REF! | #REF! | #REF! | #REF! | #REF! | #REF! | #REF! | #REF! | #REF! | #REF! | #REF! | #REF! | #REF! | #REF! | #REF! | #REF! | #REF! | #REF! | #REF! | #REF! | #REF! | #REF! | #REF! | #REF! | #REF! | #REF! | #REF! | #REF! | #REF! | #REF! | #REF! | #REF! | #REF! | #REF! | #REF! | #REF! | #REF! | #REF! | #REF! | #REF! | #REF! | #REF! | #REF! | #REF! | #REF! | #REF! | #REF! | #REF! | #REF! | #REF! | #REF! | #REF! | #REF! | #REF! | #REF! | #REF! | #REF! | #REF! | #REF! | #REF! | #REF! | #REF! | #REF! | #REF! | #REF! | #REF! | #REF! | #REF! | #REF! | #REF! | #REF! | #REF! | #REF! | #REF! | #REF! | #REF! | #REF! | #REF! | #REF! | #REF! | #REF! | #REF! | #REF! | #REF! | #REF! | #REF! | #REF! | #REF! | #REF! | #REF! | #REF! | #REF! | #REF! | #REF! | #REF! | #REF! | #REF! | #REF! | #REF! | #REF!
87 | #REF! | [86 empty] | #REF! | #REF! | #REF! | #REF! | #REF! | #REF! | #REF! | #REF! | #REF! | #REF! | #REF! | #REF! | #REF! | #REF! | #REF! | #REF! | #REF! | #REF! | #REF! | #REF! | #REF! | #REF! | #REF! | #REF! | #REF! | #REF! | #REF! | #REF! | #REF! | #REF! | #REF! | #REF! | #REF! | #REF! | #REF! | #REF! | #REF! | #REF! | #REF! | #REF! | #REF! | #REF! | #REF! | #REF! | #REF! | #REF! | #REF! | #REF! | #REF! | #REF! | #REF! | #REF! | #REF! | #REF! | #REF! | #REF! | #REF! | #REF! | #REF! | #REF! | #REF! | #REF! | #REF! | #REF! | #REF! | #REF! | #REF! | #REF! | #REF! | #REF! | #REF! | #REF! | #REF! | #REF! | #REF! | #REF! | #REF! | #REF! | #REF! | #REF! | #REF! | #REF! | #REF! | #REF! | #REF! | #REF! | #REF! | #REF! | #REF! | #REF! | #REF! | #REF! | #REF! | #REF! | #REF! | #REF! | #REF! | #REF! | #REF! | #REF! | #REF! | #REF! | #REF! | #REF! | #REF! | #REF! | #REF! | #REF! | #REF! | #REF! | #REF! | #REF! | #REF! | #REF! | #REF! | #REF! | #REF! | #REF! | #REF! | #REF! | #REF! | #REF! | #REF! | #REF! | #REF! | #REF! | #REF! | #REF! | #REF! | #REF!
88 | #REF! | 88: #REF!; 89: #REF!; 90: #REF!; 91: #REF!; 92: #REF!; 93: #REF!; 94: #REF!; 95: #REF!; 96: #REF!; 97: #REF!; 98: #REF!; 99: #REF!; 100: #REF!; 101: #REF!; 102: #REF!; 103: #REF!; 104: #REF!; 105: #REF!; 106: #REF!; 107: #REF!; 108: #REF!; 109: #REF!; 110: #REF!; 111: #REF!; 112: #REF!; 113: #REF!; 114: #REF!; 115: #REF!; 116: #REF!; 117: #REF!; 118: #REF!; 119: #REF!; 120: #REF!; 121: #REF!; 122: #REF!; 123: #REF!; 124: #REF!; 125: #REF!; 126: #REF!; 127: #REF!; 128: #REF!; 129: #REF!; 130: #REF!; 131: #REF!; 132: #REF!; 133: #REF!; 134: #REF!; 135: #REF!; 136: #REF!; 137: #REF!; 138: #REF!; 139: #REF!; 140: #REF!; 141: #REF!; 142: #REF!; 143: #REF!; 144: #REF!; 145: #REF!; 146: #REF!; 147: #REF!; 148: #REF!; 149: #REF!; 150: #REF!; 151: #REF!; 152: #REF!; 153: #REF!; 154: #REF!; 155: #REF!; 156: #REF!; 157: #REF!; 158: #REF!; 159: #REF!; 160: #REF!; 161: #REF!; 162: #REF!; 163: #REF!; 164: #REF!; 165: #REF!; 166: #REF!; 167: #REF!; 168: #REF!; 169: #REF!; 170: #REF!; 171: #REF!; 172: #REF!; 173: #REF!; 174: #REF!; 175: #REF!; 176: #REF!; 177: #REF!; 178: #REF!; 179: #REF!; 180: #REF!; 181: #REF!; 182: #REF!; 183: #REF!; 184: #REF!; 185: #REF!; 186: #REF!; 187: #REF!; 188: #REF!; 189: #REF!; 190: #REF!; 191: #REF!; 192: #REF!; 193: #REF!; 194: #REF!; 195: #REF!; 196: #REF!; 197: #REF!; 198: #REF!; 199: #REF!; 200: #REF!; 201: #REF!; 202: #REF!; 203: #REF!; 204: #REF!; 205: #REF!; 206: #REF!; 207: #REF!; 208: #REF!; 209: #REF!; 210: #REF!; 211: #REF!; 212: #REF!; 213: #REF!; 214: #REF!; 215: #REF!; 216: #REF!
89 | #REF! | 89: #REF!; 90: #REF!; 91: #REF!; 92: #REF!; 93: #REF!; 94: #REF!; 95: #REF!; 96: #REF!; 97: #REF!; 98: #REF!; 99: #REF!; 100: #REF!; 101: #REF!; 102: #REF!; 103: #REF!; 104: #REF!; 105: #REF!; 106: #REF!; 107: #REF!; 108: #REF!; 109: #REF!; 110: #REF!; 111: #REF!; 112: #REF!; 113: #REF!; 114: #REF!; 115: #REF!; 116: #REF!; 117: #REF!; 118: #REF!; 119: #REF!; 120: #REF!; 121: #REF!; 122: #REF!; 123: #REF!; 124: #REF!; 125: #REF!; 126: #REF!; 127: #REF!; 128: #REF!; 129: #REF!; 130: #REF!; 131: #REF!; 132: #REF!; 133: #REF!; 134: #REF!; 135: #REF!; 136: #REF!; 137: #REF!; 138: #REF!; 139: #REF!; 140: #REF!; 141: #REF!; 142: #REF!; 143: #REF!; 144: #REF!; 145: #REF!; 146: #REF!; 147: #REF!; 148: #REF!; 149: #REF!; 150: #REF!; 151: #REF!; 152: #REF!; 153: #REF!; 154: #REF!; 155: #REF!; 156: #REF!; 157: #REF!; 158: #REF!; 159: #REF!; 160: #REF!; 161: #REF!; 162: #REF!; 163: #REF!; 164: #REF!; 165: #REF!; 166: #REF!; 167: #REF!; 168: #REF!; 169: #REF!; 170: #REF!; 171: #REF!; 172: #REF!; 173: #REF!; 174: #REF!; 175: #REF!; 176: #REF!; 177: #REF!; 178: #REF!; 179: #REF!; 180: #REF!; 181: #REF!; 182: #REF!; 183: #REF!; 184: #REF!; 185: #REF!; 186: #REF!; 187: #REF!; 188: #REF!; 189: #REF!; 190: #REF!; 191: #REF!; 192: #REF!; 193: #REF!; 194: #REF!; 195: #REF!; 196: #REF!; 197: #REF!; 198: #REF!; 199: #REF!; 200: #REF!; 201: #REF!; 202: #REF!; 203: #REF!; 204: #REF!; 205: #REF!; 206: #REF!; 207: #REF!; 208: #REF!; 209: #REF!; 210: #REF!; 211: #REF!; 212: #REF!; 213: #REF!; 214: #REF!; 215: #REF!; 216: #REF!
90 | #REF! | 90: #REF!; 91: #REF!; 92: #REF!; 93: #REF!; 94: #REF!; 95: #REF!; 96: #REF!; 97: #REF!; 98: #REF!; 99: #REF!; 100: #REF!; 101: #REF!; 102: #REF!; 103: #REF!; 104: #REF!; 105: #REF!; 106: #REF!; 107: #REF!; 108: #REF!; 109: #REF!; 110: #REF!; 111: #REF!; 112: #REF!; 113: #REF!; 114: #REF!; 115: #REF!; 116: #REF!; 117: #REF!; 118: #REF!; 119: #REF!; 120: #REF!; 121: #REF!; 122: #REF!; 123: #REF!; 124: #REF!; 125: #REF!; 126: #REF!; 127: #REF!; 128: #REF!; 129: #REF!; 130: #REF!; 131: #REF!; 132: #REF!; 133: #REF!; 134: #REF!; 135: #REF!; 136: #REF!; 137: #REF!; 138: #REF!; 139: #REF!; 140: #REF!; 141: #REF!; 142: #REF!; 143: #REF!; 144: #REF!; 145: #REF!; 146: #REF!; 147: #REF!; 148: #REF!; 149: #REF!; 150: #REF!; 151: #REF!; 152: #REF!; 153: #REF!; 154: #REF!; 155: #REF!; 156: #REF!; 157: #REF!; 158: #REF!; 159: #REF!; 160: #REF!; 161: #REF!; 162: #REF!; 163: #REF!; 164: #REF!; 165: #REF!; 166: #REF!; 167: #REF!; 168: #REF!; 169: #REF!; 170: #REF!; 171: #REF!; 172: #REF!; 173: #REF!; 174: #REF!; 175: #REF!; 176: #REF!; 177: #REF!; 178: #REF!; 179: #REF!; 180: #REF!; 181: #REF!; 182: #REF!; 183: #REF!; 184: #REF!; 185: #REF!; 186: #REF!; 187: #REF!; 188: #REF!; 189: #REF!; 190: #REF!; 191: #REF!; 192: #REF!; 193: #REF!; 194: #REF!; 195: #REF!; 196: #REF!; 197: #REF!; 198: #REF!; 199: #REF!; 200: #REF!; 201: #REF!; 202: #REF!; 203: #REF!; 204: #REF!; 205: #REF!; 206: #REF!; 207: #REF!; 208: #REF!; 209: #REF!; 210: #REF!; 211: #REF!; 212: #REF!; 213: #REF!; 214: #REF!; 215: #REF!; 216: #REF!
91 | #REF! | 91: #REF!; 92: #REF!; 93: #REF!; 94: #REF!; 95: #REF!; 96: #REF!; 97: #REF!; 98: #REF!; 99: #REF!; 100: #REF!; 101: #REF!; 102: #REF!; 103: #REF!; 104: #REF!; 105: #REF!; 106: #REF!; 107: #REF!; 108: #REF!; 109: #REF!; 110: #REF!; 111: #REF!; 112: #REF!; 113: #REF!; 114: #REF!; 115: #REF!; 116: #REF!; 117: #REF!; 118: #REF!; 119: #REF!; 120: #REF!; 121: #REF!; 122: #REF!; 123: #REF!; 124: #REF!; 125: #REF!; 126: #REF!; 127: #REF!; 128: #REF!; 129: #REF!; 130: #REF!; 131: #REF!; 132: #REF!; 133: #REF!; 134: #REF!; 135: #REF!; 136: #REF!; 137: #REF!; 138: #REF!; 139: #REF!; 140: #REF!; 141: #REF!; 142: #REF!; 143: #REF!; 144: #REF!; 145: #REF!; 146: #REF!; 147: #REF!; 148: #REF!; 149: #REF!; 150: #REF!; 151: #REF!; 152: #REF!; 153: #REF!; 154: #REF!; 155: #REF!; 156: #REF!; 157: #REF!; 158: #REF!; 159: #REF!; 160: #REF!; 161: #REF!; 162: #REF!; 163: #REF!; 164: #REF!; 165: #REF!; 166: #REF!; 167: #REF!; 168: #REF!; 169: #REF!; 170: #REF!; 171: #REF!; 172: #REF!; 173: #REF!; 174: #REF!; 175: #REF!; 176: #REF!; 177: #REF!; 178: #REF!; 179: #REF!; 180: #REF!; 181: #REF!; 182: #REF!; 183: #REF!; 184: #REF!; 185: #REF!; 186: #REF!; 187: #REF!; 188: #REF!; 189: #REF!; 190: #REF!; 191: #REF!; 192: #REF!; 193: #REF!; 194: #REF!; 195: #REF!; 196: #REF!; 197: #REF!; 198: #REF!; 199: #REF!; 200: #REF!; 201: #REF!; 202: #REF!; 203: #REF!; 204: #REF!; 205: #REF!; 206: #REF!; 207: #REF!; 208: #REF!; 209: #REF!; 210: #REF!; 211: #REF!; 212: #REF!; 213: #REF!; 214: #REF!; 215: #REF!; 216: #REF!
92 | #REF! | 92: #REF!; 93: #REF!; 94: #REF!; 95: #REF!; 96: #REF!; 97: #REF!; 98: #REF!; 99: #REF!; 100: #REF!; 101: #REF!; 102: #REF!; 103: #REF!; 104: #REF!; 105: #REF!; 106: #REF!; 107: #REF!; 108: #REF!; 109: #REF!; 110: #REF!; 111: #REF!; 112: #REF!; 113: #REF!; 114: #REF!; 115: #REF!; 116: #REF!; 117: #REF!; 118: #REF!; 119: #REF!; 120: #REF!; 121: #REF!; 122: #REF!; 123: #REF!; 124: #REF!; 125: #REF!; 126: #REF!; 127: #REF!; 128: #REF!; 129: #REF!; 130: #REF!; 131: #REF!; 132: #REF!; 133: #REF!; 134: #REF!; 135: #REF!; 136: #REF!; 137: #REF!; 138: #REF!; 139: #REF!; 140: #REF!; 141: #REF!; 142: #REF!; 143: #REF!; 144: #REF!; 145: #REF!; 146: #REF!; 147: #REF!; 148: #REF!; 149: #REF!; 150: #REF!; 151: #REF!; 152: #REF!; 153: #REF!; 154: #REF!; 155: #REF!; 156: #REF!; 157: #REF!; 158: #REF!; 159: #REF!; 160: #REF!; 161: #REF!; 162: #REF!; 163: #REF!; 164: #REF!; 165: #REF!; 166: #REF!; 167: #REF!; 168: #REF!; 169: #REF!; 170: #REF!; 171: #REF!; 172: #REF!; 173: #REF!; 174: #REF!; 175: #REF!; 176: #REF!; 177: #REF!; 178: #REF!; 179: #REF!; 180: #REF!; 181: #REF!; 182: #REF!; 183: #REF!; 184: #REF!; 185: #REF!; 186: #REF!; 187: #REF!; 188: #REF!; 189: #REF!; 190: #REF!; 191: #REF!; 192: #REF!; 193: #REF!; 194: #REF!; 195: #REF!; 196: #REF!; 197: #REF!; 198: #REF!; 199: #REF!; 200: #REF!; 201: #REF!; 202: #REF!; 203: #REF!; 204: #REF!; 205: #REF!; 206: #REF!; 207: #REF!; 208: #REF!; 209: #REF!; 210: #REF!; 211: #REF!; 212: #REF!; 213: #REF!; 214: #REF!; 215: #REF!; 216: #REF!
93 | #REF! | 93: #REF!; 94: #REF!; 95: #REF!; 96: #REF!; 97: #REF!; 98: #REF!; 99: #REF!; 100: #REF!; 101: #REF!; 102: #REF!; 103: #REF!; 104: #REF!; 105: #REF!; 106: #REF!; 107: #REF!; 108: #REF!; 109: #REF!; 110: #REF!; 111: #REF!; 112: #REF!; 113: #REF!; 114: #REF!; 115: #REF!; 116: #REF!; 117: #REF!; 118: #REF!; 119: #REF!; 120: #REF!; 121: #REF!; 122: #REF!; 123: #REF!; 124: #REF!; 125: #REF!; 126: #REF!; 127: #REF!; 128: #REF!; 129: #REF!; 130: #REF!; 131: #REF!; 132: #REF!; 133: #REF!; 134: #REF!; 135: #REF!; 136: #REF!; 137: #REF!; 138: #REF!; 139: #REF!; 140: #REF!; 141: #REF!; 142: #REF!; 143: #REF!; 144: #REF!; 145: #REF!; 146: #REF!; 147: #REF!; 148: #REF!; 149: #REF!; 150: #REF!; 151: #REF!; 152: #REF!; 153: #REF!; 154: #REF!; 155: #REF!; 156: #REF!; 157: #REF!; 158: #REF!; 159: #REF!; 160: #REF!; 161: #REF!; 162: #REF!; 163: #REF!; 164: #REF!; 165: #REF!; 166: #REF!; 167: #REF!; 168: #REF!; 169: #REF!; 170: #REF!; 171: #REF!; 172: #REF!; 173: #REF!; 174: #REF!; 175: #REF!; 176: #REF!; 177: #REF!; 178: #REF!; 179: #REF!; 180: #REF!; 181: #REF!; 182: #REF!; 183: #REF!; 184: #REF!; 185: #REF!; 186: #REF!; 187: #REF!; 188: #REF!; 189: #REF!; 190: #REF!; 191: #REF!; 192: #REF!; 193: #REF!; 194: #REF!; 195: #REF!; 196: #REF!; 197: #REF!; 198: #REF!; 199: #REF!; 200: #REF!; 201: #REF!; 202: #REF!; 203: #REF!; 204: #REF!; 205: #REF!; 206: #REF!; 207: #REF!; 208: #REF!; 209: #REF!; 210: #REF!; 211: #REF!; 212: #REF!; 213: #REF!; 214: #REF!; 215: #REF!; 216: #REF!
94 | #REF! | 94: #REF!; 95: #REF!; 96: #REF!; 97: #REF!; 98: #REF!; 99: #REF!; 100: #REF!; 101: #REF!; 102: #REF!; 103: #REF!; 104: #REF!; 105: #REF!; 106: #REF!; 107: #REF!; 108: #REF!; 109: #REF!; 110: #REF!; 111: #REF!; 112: #REF!; 113: #REF!; 114: #REF!; 115: #REF!; 116: #REF!; 117: #REF!; 118: #REF!; 119: #REF!; 120: #REF!; 121: #REF!; 122: #REF!; 123: #REF!; 124: #REF!; 125: #REF!; 126: #REF!; 127: #REF!; 128: #REF!; 129: #REF!; 130: #REF!; 131: #REF!; 132: #REF!; 133: #REF!; 134: #REF!; 135: #REF!; 136: #REF!; 137: #REF!; 138: #REF!; 139: #REF!; 140: #REF!; 141: #REF!; 142: #REF!; 143: #REF!; 144: #REF!; 145: #REF!; 146: #REF!; 147: #REF!; 148: #REF!; 149: #REF!; 150: #REF!; 151: #REF!; 152: #REF!; 153: #REF!; 154: #REF!; 155: #REF!; 156: #REF!; 157: #REF!; 158: #REF!; 159: #REF!; 160: #REF!; 161: #REF!; 162: #REF!; 163: #REF!; 164: #REF!; 165: #REF!; 166: #REF!; 167: #REF!; 168: #REF!; 169: #REF!; 170: #REF!; 171: #REF!; 172: #REF!; 173: #REF!; 174: #REF!; 175: #REF!; 176: #REF!; 177: #REF!; 178: #REF!; 179: #REF!; 180: #REF!; 181: #REF!; 182: #REF!; 183: #REF!; 184: #REF!; 185: #REF!; 186: #REF!; 187: #REF!; 188: #REF!; 189: #REF!; 190: #REF!; 191: #REF!; 192: #REF!; 193: #REF!; 194: #REF!; 195: #REF!; 196: #REF!; 197: #REF!; 198: #REF!; 199: #REF!; 200: #REF!; 201: #REF!; 202: #REF!; 203: #REF!; 204: #REF!; 205: #REF!; 206: #REF!; 207: #REF!; 208: #REF!; 209: #REF!; 210: #REF!; 211: #REF!; 212: #REF!; 213: #REF!; 214: #REF!; 215: #REF!; 216: #REF!
95 | #REF! | 95: #REF!; 96: #REF!; 97: #REF!; 98: #REF!; 99: #REF!; 100: #REF!; 101: #REF!; 102: #REF!; 103: #REF!; 104: #REF!; 105: #REF!; 106: #REF!; 107: #REF!; 108: #REF!; 109: #REF!; 110: #REF!; 111: #REF!; 112: #REF!; 113: #REF!; 114: #REF!; 115: #REF!; 116: #REF!; 117: #REF!; 118: #REF!; 119: #REF!; 120: #REF!; 121: #REF!; 122: #REF!; 123: #REF!; 124: #REF!; 125: #REF!; 126: #REF!; 127: #REF!; 128: #REF!; 129: #REF!; 130: #REF!; 131: #REF!; 132: #REF!; 133: #REF!; 134: #REF!; 135: #REF!; 136: #REF!; 137: #REF!; 138: #REF!; 139: #REF!; 140: #REF!; 141: #REF!; 142: #REF!; 143: #REF!; 144: #REF!; 145: #REF!; 146: #REF!; 147: #REF!; 148: #REF!; 149: #REF!; 150: #REF!; 151: #REF!; 152: #REF!; 153: #REF!; 154: #REF!; 155: #REF!; 156: #REF!; 157: #REF!; 158: #REF!; 159: #REF!; 160: #REF!; 161: #REF!; 162: #REF!; 163: #REF!; 164: #REF!; 165: #REF!; 166: #REF!; 167: #REF!; 168: #REF!; 169: #REF!; 170: #REF!; 171: #REF!; 172: #REF!; 173: #REF!; 174: #REF!; 175: #REF!; 176: #REF!; 177: #REF!; 178: #REF!; 179: #REF!; 180: #REF!; 181: #REF!; 182: #REF!; 183: #REF!; 184: #REF!; 185: #REF!; 186: #REF!; 187: #REF!; 188: #REF!; 189: #REF!; 190: #REF!; 191: #REF!; 192: #REF!; 193: #REF!; 194: #REF!; 195: #REF!; 196: #REF!; 197: #REF!; 198: #REF!; 199: #REF!; 200: #REF!; 201: #REF!; 202: #REF!; 203: #REF!; 204: #REF!; 205: #REF!; 206: #REF!; 207: #REF!; 208: #REF!; 209: #REF!; 210: #REF!; 211: #REF!; 212: #REF!; 213: #REF!; 214: #REF!; 215: #REF!; 216: #REF!
96 | #REF! | 96: #REF!; 97: #REF!; 98: #REF!; 99: #REF!; 100: #REF!; 101: #REF!; 102: #REF!; 103: #REF!; 104: #REF!; 105: #REF!; 106: #REF!; 107: #REF!; 108: #REF!; 109: #REF!; 110: #REF!; 111: #REF!; 112: #REF!; 113: #REF!; 114: #REF!; 115: #REF!; 116: #REF!; 117: #REF!; 118: #REF!; 119: #REF!; 120: #REF!; 121: #REF!; 122: #REF!; 123: #REF!; 124: #REF!; 125: #REF!; 126: #REF!; 127: #REF!; 128: #REF!; 129: #REF!; 130: #REF!; 131: #REF!; 132: #REF!; 133: #REF!; 134: #REF!; 135: #REF!; 136: #REF!; 137: #REF!; 138: #REF!; 139: #REF!; 140: #REF!; 141: #REF!; 142: #REF!; 143: #REF!; 144: #REF!; 145: #REF!; 146: #REF!; 147: #REF!; 148: #REF!; 149: #REF!; 150: #REF!; 151: #REF!; 152: #REF!; 153: #REF!; 154: #REF!; 155: #REF!; 156: #REF!; 157: #REF!; 158: #REF!; 159: #REF!; 160: #REF!; 161: #REF!; 162: #REF!; 163: #REF!; 164: #REF!; 165: #REF!; 166: #REF!; 167: #REF!; 168: #REF!; 169: #REF!; 170: #REF!; 171: #REF!; 172: #REF!; 173: #REF!; 174: #REF!; 175: #REF!; 176: #REF!; 177: #REF!; 178: #REF!; 179: #REF!; 180: #REF!; 181: #REF!; 182: #REF!; 183: #REF!; 184: #REF!; 185: #REF!; 186: #REF!; 187: #REF!; 188: #REF!; 189: #REF!; 190: #REF!; 191: #REF!; 192: #REF!; 193: #REF!; 194: #REF!; 195: #REF!; 196: #REF!; 197: #REF!; 198: #REF!; 199: #REF!; 200: #REF!; 201: #REF!; 202: #REF!; 203: #REF!; 204: #REF!; 205: #REF!; 206: #REF!; 207: #REF!; 208: #REF!; 209: #REF!; 210: #REF!; 211: #REF!; 212: #REF!; 213: #REF!; 214: #REF!; 215: #REF!; 216: #REF!
97 | #REF! | 97: #REF!; 98: #REF!; 99: #REF!; 100: #REF!; 101: #REF!; 102: #REF!; 103: #REF!; 104: #REF!; 105: #REF!; 106: #REF!; 107: #REF!; 108: #REF!; 109: #REF!; 110: #REF!; 111: #REF!; 112: #REF!; 113: #REF!; 114: #REF!; 115: #REF!; 116: #REF!; 117: #REF!; 118: #REF!; 119: #REF!; 120: #REF!; 121: #REF!; 122: #REF!; 123: #REF!; 124: #REF!; 125: #REF!; 126: #REF!; 127: #REF!; 128: #REF!; 129: #REF!; 130: #REF!; 131: #REF!; 132: #REF!; 133: #REF!; 134: #REF!; 135: #REF!; 136: #REF!; 137: #REF!; 138: #REF!; 139: #REF!; 140: #REF!; 141: #REF!; 142: #REF!; 143: #REF!; 144: #REF!; 145: #REF!; 146: #REF!; 147: #REF!; 148: #REF!; 149: #REF!; 150: #REF!; 151: #REF!; 152: #REF!; 153: #REF!; 154: #REF!; 155: #REF!; 156: #REF!; 157: #REF!; 158: #REF!; 159: #REF!; 160: #REF!; 161: #REF!; 162: #REF!; 163: #REF!; 164: #REF!; 165: #REF!; 166: #REF!; 167: #REF!; 168: #REF!; 169: #REF!; 170: #REF!; 171: #REF!; 172: #REF!; 173: #REF!; 174: #REF!; 175: #REF!; 176: #REF!; 177: #REF!; 178: #REF!; 179: #REF!; 180: #REF!; 181: #REF!; 182: #REF!; 183: #REF!; 184: #REF!; 185: #REF!; 186: #REF!; 187: #REF!; 188: #REF!; 189: #REF!; 190: #REF!; 191: #REF!; 192: #REF!; 193: #REF!; 194: #REF!; 195: #REF!; 196: #REF!; 197: #REF!; 198: #REF!; 199: #REF!; 200: #REF!; 201: #REF!; 202: #REF!; 203: #REF!; 204: #REF!; 205: #REF!; 206: #REF!; 207: #REF!; 208: #REF!; 209: #REF!; 210: #REF!; 211: #REF!; 212: #REF!; 213: #REF!; 214: #REF!; 215: #REF!; 216: #REF!
98 | #REF! | 98: #REF!; 99: #REF!; 100: #REF!; 101: #REF!; 102: #REF!; 103: #REF!; 104: #REF!; 105: #REF!; 106: #REF!; 107: #REF!; 108: #REF!; 109: #REF!; 110: #REF!; 111: #REF!; 112: #REF!; 113: #REF!; 114: #REF!; 115: #REF!; 116: #REF!; 117: #REF!; 118: #REF!; 119: #REF!; 120: #REF!; 121: #REF!; 122: #REF!; 123: #REF!; 124: #REF!; 125: #REF!; 126: #REF!; 127: #REF!; 128: #REF!; 129: #REF!; 130: #REF!; 131: #REF!; 132: #REF!; 133: #REF!; 134: #REF!; 135: #REF!; 136: #REF!; 137: #REF!; 138: #REF!; 139: #REF!; 140: #REF!; 141: #REF!; 142: #REF!; 143: #REF!; 144: #REF!; 145: #REF!; 146: #REF!; 147: #REF!; 148: #REF!; 149: #REF!; 150: #REF!; 151: #REF!; 152: #REF!; 153: #REF!; 154: #REF!; 155: #REF!; 156: #REF!; 157: #REF!; 158: #REF!; 159: #REF!; 160: #REF!; 161: #REF!; 162: #REF!; 163: #REF!; 164: #REF!; 165: #REF!; 166: #REF!; 167: #REF!; 168: #REF!; 169: #REF!; 170: #REF!; 171: #REF!; 172: #REF!; 173: #REF!; 174: #REF!; 175: #REF!; 176: #REF!; 177: #REF!; 178: #REF!; 179: #REF!; 180: #REF!; 181: #REF!; 182: #REF!; 183: #REF!; 184: #REF!; 185: #REF!; 186: #REF!; 187: #REF!; 188: #REF!; 189: #REF!; 190: #REF!; 191: #REF!; 192: #REF!; 193: #REF!; 194: #REF!; 195: #REF!; 196: #REF!; 197: #REF!; 198: #REF!; 199: #REF!; 200: #REF!; 201: #REF!; 202: #REF!; 203: #REF!; 204: #REF!; 205: #REF!; 206: #REF!; 207: #REF!; 208: #REF!; 209: #REF!; 210: #REF!; 211: #REF!; 212: #REF!; 213: #REF!; 214: #REF!; 215: #REF!; 216: #REF!
99 | #REF! | 99: #REF!; 100: #REF!; 101: #REF!; 102: #REF!; 103: #REF!; 104: #REF!; 105: #REF!; 106: #REF!; 107: #REF!; 108: #REF!; 109: #REF!; 110: #REF!; 111: #REF!; 112: #REF!; 113: #REF!; 114: #REF!; 115: #REF!; 116: #REF!; 117: #REF!; 118: #REF!; 119: #REF!; 120: #REF!; 121: #REF!; 122: #REF!; 123: #REF!; 124: #REF!; 125: #REF!; 126: #REF!; 127: #REF!; 128: #REF!; 129: #REF!; 130: #REF!; 131: #REF!; 132: #REF!; 133: #REF!; 134: #REF!; 135: #REF!; 136: #REF!; 137: #REF!; 138: #REF!; 139: #REF!; 140: #REF!; 141: #REF!; 142: #REF!; 143: #REF!; 144: #REF!; 145: #REF!; 146: #REF!; 147: #REF!; 148: #REF!; 149: #REF!; 150: #REF!; 151: #REF!; 152: #REF!; 153: #REF!; 154: #REF!; 155: #REF!; 156: #REF!; 157: #REF!; 158: #REF!; 159: #REF!; 160: #REF!; 161: #REF!; 162: #REF!; 163: #REF!; 164: #REF!; 165: #REF!; 166: #REF!; 167: #REF!; 168: #REF!; 169: #REF!; 170: #REF!; 171: #REF!; 172: #REF!; 173: #REF!; 174: #REF!; 175: #REF!; 176: #REF!; 177: #REF!; 178: #REF!; 179: #REF!; 180: #REF!; 181: #REF!; 182: #REF!; 183: #REF!; 184: #REF!; 185: #REF!; 186: #REF!; 187: #REF!; 188: #REF!; 189: #REF!; 190: #REF!; 191: #REF!; 192: #REF!; 193: #REF!; 194: #REF!; 195: #REF!; 196: #REF!; 197: #REF!; 198: #REF!; 199: #REF!; 200: #REF!; 201: #REF!; 202: #REF!; 203: #REF!; 204: #REF!; 205: #REF!; 206: #REF!; 207: #REF!; 208: #REF!; 209: #REF!; 210: #REF!; 211: #REF!; 212: #REF!; 213: #REF!; 214: #REF!; 215: #REF!; 216: #REF!
100 | #REF! | 100: #REF!; 101: #REF!; 102: #REF!; 103: #REF!; 104: #REF!; 105: #REF!; 106: #REF!; 107: #REF!; 108: #REF!; 109: #REF!; 110: #REF!; 111: #REF!; 112: #REF!; 113: #REF!; 114: #REF!; 115: #REF!; 116: #REF!; 117: #REF!; 118: #REF!; 119: #REF!; 120: #REF!; 121: #REF!; 122: #REF!; 123: #REF!; 124: #REF!; 125: #REF!; 126: #REF!; 127: #REF!; 128: #REF!; 129: #REF!; 130: #REF!; 131: #REF!; 132: #REF!; 133: #REF!; 134: #REF!; 135: #REF!; 136: #REF!; 137: #REF!; 138: #REF!; 139: #REF!; 140: #REF!; 141: #REF!; 142: #REF!; 143: #REF!; 144: #REF!; 145: #REF!; 146: #REF!; 147: #REF!; 148: #REF!; 149: #REF!; 150: #REF!; 151: #REF!; 152: #REF!; 153: #REF!; 154: #REF!; 155: #REF!; 156: #REF!; 157: #REF!; 158: #REF!; 159: #REF!; 160: #REF!; 161: #REF!; 162: #REF!; 163: #REF!; 164: #REF!; 165: #REF!; 166: #REF!; 167: #REF!; 168: #REF!; 169: #REF!; 170: #REF!; 171: #REF!; 172: #REF!; 173: #REF!; 174: #REF!; 175: #REF!; 176: #REF!; 177: #REF!; 178: #REF!; 179: #REF!; 180: #REF!; 181: #REF!; 182: #REF!; 183: #REF!; 184: #REF!; 185: #REF!; 186: #REF!; 187: #REF!; 188: #REF!; 189: #REF!; 190: #REF!; 191: #REF!; 192: #REF!; 193: #REF!; 194: #REF!; 195: #REF!; 196: #REF!; 197: #REF!; 198: #REF!; 199: #REF!; 200: #REF!; 201: #REF!; 202: #REF!; 203: #REF!; 204: #REF!; 205: #REF!; 206: #REF!; 207: #REF!; 208: #REF!; 209: #REF!; 210: #REF!; 211: #REF!; 212: #REF!; 213: #REF!; 214: #REF!; 215: #REF!; 216: #REF!
101 | #REF! | 101: #REF!; 102: #REF!; 103: #REF!; 104: #REF!; 105: #REF!; 106: #REF!; 107: #REF!; 108: #REF!; 109: #REF!; 110: #REF!; 111: #REF!; 112: #REF!; 113: #REF!; 114: #REF!; 115: #REF!; 116: #REF!; 117: #REF!; 118: #REF!; 119: #REF!; 120: #REF!; 121: #REF!; 122: #REF!; 123: #REF!; 124: #REF!; 125: #REF!; 126: #REF!; 127: #REF!; 128: #REF!; 129: #REF!; 130: #REF!; 131: #REF!; 132: #REF!; 133: #REF!; 134: #REF!; 135: #REF!; 136: #REF!; 137: #REF!; 138: #REF!; 139: #REF!; 140: #REF!; 141: #REF!; 142: #REF!; 143: #REF!; 144: #REF!; 145: #REF!; 146: #REF!; 147: #REF!; 148: #REF!; 149: #REF!; 150: #REF!; 151: #REF!; 152: #REF!; 153: #REF!; 154: #REF!; 155: #REF!; 156: #REF!; 157: #REF!; 158: #REF!; 159: #REF!; 160: #REF!; 161: #REF!; 162: #REF!; 163: #REF!; 164: #REF!; 165: #REF!; 166: #REF!; 167: #REF!; 168: #REF!; 169: #REF!; 170: #REF!; 171: #REF!; 172: #REF!; 173: #REF!; 174: #REF!; 175: #REF!; 176: #REF!; 177: #REF!; 178: #REF!; 179: #REF!; 180: #REF!; 181: #REF!; 182: #REF!; 183: #REF!; 184: #REF!; 185: #REF!; 186: #REF!; 187: #REF!; 188: #REF!; 189: #REF!; 190: #REF!; 191: #REF!; 192: #REF!; 193: #REF!; 194: #REF!; 195: #REF!; 196: #REF!; 197: #REF!; 198: #REF!; 199: #REF!; 200: #REF!; 201: #REF!; 202: #REF!; 203: #REF!; 204: #REF!; 205: #REF!; 206: #REF!; 207: #REF!; 208: #REF!; 209: #REF!; 210: #REF!; 211: #REF!; 212: #REF!; 213: #REF!; 214: #REF!; 215: #REF!; 216: #REF!
102 | #REF! | 102: #REF!; 103: #REF!; 104: #REF!; 105: #REF!; 106: #REF!; 107: #REF!; 108: #REF!; 109: #REF!; 110: #REF!; 111: #REF!; 112: #REF!; 113: #REF!; 114: #REF!; 115: #REF!; 116: #REF!; 117: #REF!; 118: #REF!; 119: #REF!; 120: #REF!; 121: #REF!; 122: #REF!; 123: #REF!; 124: #REF!; 125: #REF!; 126: #REF!; 127: #REF!; 128: #REF!; 129: #REF!; 130: #REF!; 131: #REF!; 132: #REF!; 133: #REF!; 134: #REF!; 135: #REF!; 136: #REF!; 137: #REF!; 138: #REF!; 139: #REF!; 140: #REF!; 141: #REF!; 142: #REF!; 143: #REF!; 144: #REF!; 145: #REF!; 146: #REF!; 147: #REF!; 148: #REF!; 149: #REF!; 150: #REF!; 151: #REF!; 152: #REF!; 153: #REF!; 154: #REF!; 155: #REF!; 156: #REF!; 157: #REF!; 158: #REF!; 159: #REF!; 160: #REF!; 161: #REF!; 162: #REF!; 163: #REF!; 164: #REF!; 165: #REF!; 166: #REF!; 167: #REF!; 168: #REF!; 169: #REF!; 170: #REF!; 171: #REF!; 172: #REF!; 173: #REF!; 174: #REF!; 175: #REF!; 176: #REF!; 177: #REF!; 178: #REF!; 179: #REF!; 180: #REF!; 181: #REF!; 182: #REF!; 183: #REF!; 184: #REF!; 185: #REF!; 186: #REF!; 187: #REF!; 188: #REF!; 189: #REF!; 190: #REF!; 191: #REF!; 192: #REF!; 193: #REF!; 194: #REF!; 195: #REF!; 196: #REF!; 197: #REF!; 198: #REF!; 199: #REF!; 200: #REF!; 201: #REF!; 202: #REF!; 203: #REF!; 204: #REF!; 205: #REF!; 206: #REF!; 207: #REF!; 208: #REF!; 209: #REF!; 210: #REF!; 211: #REF!; 212: #REF!; 213: #REF!; 214: #REF!; 215: #REF!; 216: #REF!
103 | #REF! | 103: #REF!; 104: #REF!; 105: #REF!; 106: #REF!; 107: #REF!; 108: #REF!; 109: #REF!; 110: #REF!; 111: #REF!; 112: #REF!; 113: #REF!; 114: #REF!; 115: #REF!; 116: #REF!; 117: #REF!; 118: #REF!; 119: #REF!; 120: #REF!; 121: #REF!; 122: #REF!; 123: #REF!; 124: #REF!; 125: #REF!; 126: #REF!; 127: #REF!; 128: #REF!; 129: #REF!; 130: #REF!; 131: #REF!; 132: #REF!; 133: #REF!; 134: #REF!; 135: #REF!; 136: #REF!; 137: #REF!; 138: #REF!; 139: #REF!; 140: #REF!; 141: #REF!; 142: #REF!; 143: #REF!; 144: #REF!; 145: #REF!; 146: #REF!; 147: #REF!; 148: #REF!; 149: #REF!; 150: #REF!; 151: #REF!; 152: #REF!; 153: #REF!; 154: #REF!; 155: #REF!; 156: #REF!; 157: #REF!; 158: #REF!; 159: #REF!; 160: #REF!; 161: #REF!; 162: #REF!; 163: #REF!; 164: #REF!; 165: #REF!; 166: #REF!; 167: #REF!; 168: #REF!; 169: #REF!; 170: #REF!; 171: #REF!; 172: #REF!; 173: #REF!; 174: #REF!; 175: #REF!; 176: #REF!; 177: #REF!; 178: #REF!; 179: #REF!; 180: #REF!; 181: #REF!; 182: #REF!; 183: #REF!; 184: #REF!; 185: #REF!; 186: #REF!; 187: #REF!; 188: #REF!; 189: #REF!; 190: #REF!; 191: #REF!; 192: #REF!; 193: #REF!; 194: #REF!; 195: #REF!; 196: #REF!; 197: #REF!; 198: #REF!; 199: #REF!; 200: #REF!; 201: #REF!; 202: #REF!; 203: #REF!; 204: #REF!; 205: #REF!; 206: #REF!; 207: #REF!; 208: #REF!; 209: #REF!; 210: #REF!; 211: #REF!; 212: #REF!; 213: #REF!; 214: #REF!; 215: #REF!; 216: #REF!
104 | #REF! | 104: #REF!; 105: #REF!; 106: #REF!; 107: #REF!; 108: #REF!; 109: #REF!; 110: #REF!; 111: #REF!; 112: #REF!; 113: #REF!; 114: #REF!; 115: #REF!; 116: #REF!; 117: #REF!; 118: #REF!; 119: #REF!; 120: #REF!; 121: #REF!; 122: #REF!; 123: #REF!; 124: #REF!; 125: #REF!; 126: #REF!; 127: #REF!; 128: #REF!; 129: #REF!; 130: #REF!; 131: #REF!; 132: #REF!; 133: #REF!; 134: #REF!; 135: #REF!; 136: #REF!; 137: #REF!; 138: #REF!; 139: #REF!; 140: #REF!; 141: #REF!; 142: #REF!; 143: #REF!; 144: #REF!; 145: #REF!; 146: #REF!; 147: #REF!; 148: #REF!; 149: #REF!; 150: #REF!; 151: #REF!; 152: #REF!; 153: #REF!; 154: #REF!; 155: #REF!; 156: #REF!; 157: #REF!; 158: #REF!; 159: #REF!; 160: #REF!; 161: #REF!; 162: #REF!; 163: #REF!; 164: #REF!; 165: #REF!; 166: #REF!; 167: #REF!; 168: #REF!; 169: #REF!; 170: #REF!; 171: #REF!; 172: #REF!; 173: #REF!; 174: #REF!; 175: #REF!; 176: #REF!; 177: #REF!; 178: #REF!; 179: #REF!; 180: #REF!; 181: #REF!; 182: #REF!; 183: #REF!; 184: #REF!; 185: #REF!; 186: #REF!; 187: #REF!; 188: #REF!; 189: #REF!; 190: #REF!; 191: #REF!; 192: #REF!; 193: #REF!; 194: #REF!; 195: #REF!; 196: #REF!; 197: #REF!; 198: #REF!; 199: #REF!; 200: #REF!; 201: #REF!; 202: #REF!; 203: #REF!; 204: #REF!; 205: #REF!; 206: #REF!; 207: #REF!; 208: #REF!; 209: #REF!; 210: #REF!; 211: #REF!; 212: #REF!; 213: #REF!; 214: #REF!; 215: #REF!; 216: #REF!
105 | #REF! | 105: #REF!; 106: #REF!; 107: #REF!; 108: #REF!; 109: #REF!; 110: #REF!; 111: #REF!; 112: #REF!; 113: #REF!; 114: #REF!; 115: #REF!; 116: #REF!; 117: #REF!; 118: #REF!; 119: #REF!; 120: #REF!; 121: #REF!; 122: #REF!; 123: #REF!; 124: #REF!; 125: #REF!; 126: #REF!; 127: #REF!; 128: #REF!; 129: #REF!; 130: #REF!; 131: #REF!; 132: #REF!; 133: #REF!; 134: #REF!; 135: #REF!; 136: #REF!; 137: #REF!; 138: #REF!; 139: #REF!; 140: #REF!; 141: #REF!; 142: #REF!; 143: #REF!; 144: #REF!; 145: #REF!; 146: #REF!; 147: #REF!; 148: #REF!; 149: #REF!; 150: #REF!; 151: #REF!; 152: #REF!; 153: #REF!; 154: #REF!; 155: #REF!; 156: #REF!; 157: #REF!; 158: #REF!; 159: #REF!; 160: #REF!; 161: #REF!; 162: #REF!; 163: #REF!; 164: #REF!; 165: #REF!; 166: #REF!; 167: #REF!; 168: #REF!; 169: #REF!; 170: #REF!; 171: #REF!; 172: #REF!; 173: #REF!; 174: #REF!; 175: #REF!; 176: #REF!; 177: #REF!; 178: #REF!; 179: #REF!; 180: #REF!; 181: #REF!; 182: #REF!; 183: #REF!; 184: #REF!; 185: #REF!; 186: #REF!; 187: #REF!; 188: #REF!; 189: #REF!; 190: #REF!; 191: #REF!; 192: #REF!; 193: #REF!; 194: #REF!; 195: #REF!; 196: #REF!; 197: #REF!; 198: #REF!; 199: #REF!; 200: #REF!; 201: #REF!; 202: #REF!; 203: #REF!; 204: #REF!; 205: #REF!; 206: #REF!; 207: #REF!; 208: #REF!; 209: #REF!; 210: #REF!; 211: #REF!; 212: #REF!; 213: #REF!; 214: #REF!; 215: #REF!; 216: #REF!
106 | #REF! | 106: #REF!; 107: #REF!; 108: #REF!; 109: #REF!; 110: #REF!; 111: #REF!; 112: #REF!; 113: #REF!; 114: #REF!; 115: #REF!; 116: #REF!; 117: #REF!; 118: #REF!; 119: #REF!; 120: #REF!; 121: #REF!; 122: #REF!; 123: #REF!; 124: #REF!; 125: #REF!; 126: #REF!; 127: #REF!; 128: #REF!; 129: #REF!; 130: #REF!; 131: #REF!; 132: #REF!; 133: #REF!; 134: #REF!; 135: #REF!; 136: #REF!; 137: #REF!; 138: #REF!; 139: #REF!; 140: #REF!; 141: #REF!; 142: #REF!; 143: #REF!; 144: #REF!; 145: #REF!; 146: #REF!; 147: #REF!; 148: #REF!; 149: #REF!; 150: #REF!; 151: #REF!; 152: #REF!; 153: #REF!; 154: #REF!; 155: #REF!; 156: #REF!; 157: #REF!; 158: #REF!; 159: #REF!; 160: #REF!; 161: #REF!; 162: #REF!; 163: #REF!; 164: #REF!; 165: #REF!; 166: #REF!; 167: #REF!; 168: #REF!; 169: #REF!; 170: #REF!; 171: #REF!; 172: #REF!; 173: #REF!; 174: #REF!; 175: #REF!; 176: #REF!; 177: #REF!; 178: #REF!; 179: #REF!; 180: #REF!; 181: #REF!; 182: #REF!; 183: #REF!; 184: #REF!; 185: #REF!; 186: #REF!; 187: #REF!; 188: #REF!; 189: #REF!; 190: #REF!; 191: #REF!; 192: #REF!; 193: #REF!; 194: #REF!; 195: #REF!; 196: #REF!; 197: #REF!; 198: #REF!; 199: #REF!; 200: #REF!; 201: #REF!; 202: #REF!; 203: #REF!; 204: #REF!; 205: #REF!; 206: #REF!; 207: #REF!; 208: #REF!; 209: #REF!; 210: #REF!; 211: #REF!; 212: #REF!; 213: #REF!; 214: #REF!; 215: #REF!; 216: #REF!
107 | #REF! | 107: #REF!; 108: #REF!; 109: #REF!; 110: #REF!; 111: #REF!; 112: #REF!; 113: #REF!; 114: #REF!; 115: #REF!; 116: #REF!; 117: #REF!; 118: #REF!; 119: #REF!; 120: #REF!; 121: #REF!; 122: #REF!; 123: #REF!; 124: #REF!; 125: #REF!; 126: #REF!; 127: #REF!; 128: #REF!; 129: #REF!; 130: #REF!; 131: #REF!; 132: #REF!; 133: #REF!; 134: #REF!; 135: #REF!; 136: #REF!; 137: #REF!; 138: #REF!; 139: #REF!; 140: #REF!; 141: #REF!; 142: #REF!; 143: #REF!; 144: #REF!; 145: #REF!; 146: #REF!; 147: #REF!; 148: #REF!; 149: #REF!; 150: #REF!; 151: #REF!; 152: #REF!; 153: #REF!; 154: #REF!; 155: #REF!; 156: #REF!; 157: #REF!; 158: #REF!; 159: #REF!; 160: #REF!; 161: #REF!; 162: #REF!; 163: #REF!; 164: #REF!; 165: #REF!; 166: #REF!; 167: #REF!; 168: #REF!; 169: #REF!; 170: #REF!; 171: #REF!; 172: #REF!; 173: #REF!; 174: #REF!; 175: #REF!; 176: #REF!; 177: #REF!; 178: #REF!; 179: #REF!; 180: #REF!; 181: #REF!; 182: #REF!; 183: #REF!; 184: #REF!; 185: #REF!; 186: #REF!; 187: #REF!; 188: #REF!; 189: #REF!; 190: #REF!; 191: #REF!; 192: #REF!; 193: #REF!; 194: #REF!; 195: #REF!; 196: #REF!; 197: #REF!; 198: #REF!; 199: #REF!; 200: #REF!; 201: #REF!; 202: #REF!; 203: #REF!; 204: #REF!; 205: #REF!; 206: #REF!; 207: #REF!; 208: #REF!; 209: #REF!; 210: #REF!; 211: #REF!; 212: #REF!; 213: #REF!; 214: #REF!; 215: #REF!; 216: #REF!
108 | #REF! | 108: #REF!; 109: #REF!; 110: #REF!; 111: #REF!; 112: #REF!; 113: #REF!; 114: #REF!; 115: #REF!; 116: #REF!; 117: #REF!; 118: #REF!; 119: #REF!; 120: #REF!; 121: #REF!; 122: #REF!; 123: #REF!; 124: #REF!; 125: #REF!; 126: #REF!; 127: #REF!; 128: #REF!; 129: #REF!; 130: #REF!; 131: #REF!; 132: #REF!; 133: #REF!; 134: #REF!; 135: #REF!; 136: #REF!; 137: #REF!; 138: #REF!; 139: #REF!; 140: #REF!; 141: #REF!; 142: #REF!; 143: #REF!; 144: #REF!; 145: #REF!; 146: #REF!; 147: #REF!; 148: #REF!; 149: #REF!; 150: #REF!; 151: #REF!; 152: #REF!; 153: #REF!; 154: #REF!; 155: #REF!; 156: #REF!; 157: #REF!; 158: #REF!; 159: #REF!; 160: #REF!; 161: #REF!; 162: #REF!; 163: #REF!; 164: #REF!; 165: #REF!; 166: #REF!; 167: #REF!; 168: #REF!; 169: #REF!; 170: #REF!; 171: #REF!; 172: #REF!; 173: #REF!; 174: #REF!; 175: #REF!; 176: #REF!; 177: #REF!; 178: #REF!; 179: #REF!; 180: #REF!; 181: #REF!; 182: #REF!; 183: #REF!; 184: #REF!; 185: #REF!; 186: #REF!; 187: #REF!; 188: #REF!; 189: #REF!; 190: #REF!; 191: #REF!; 192: #REF!; 193: #REF!; 194: #REF!; 195: #REF!; 196: #REF!; 197: #REF!; 198: #REF!; 199: #REF!; 200: #REF!; 201: #REF!; 202: #REF!; 203: #REF!; 204: #REF!; 205: #REF!; 206: #REF!; 207: #REF!; 208: #REF!; 209: #REF!; 210: #REF!; 211: #REF!; 212: #REF!; 213: #REF!; 214: #REF!; 215: #REF!; 216: #REF!
109 | #REF! | 109: #REF!; 110: #REF!; 111: #REF!; 112: #REF!; 113: #REF!; 114: #REF!; 115: #REF!; 116: #REF!; 117: #REF!; 118: #REF!; 119: #REF!; 120: #REF!; 121: #REF!; 122: #REF!; 123: #REF!; 124: #REF!; 125: #REF!; 126: #REF!; 127: #REF!; 128: #REF!; 129: #REF!; 130: #REF!; 131: #REF!; 132: #REF!; 133: #REF!; 134: #REF!; 135: #REF!; 136: #REF!; 137: #REF!; 138: #REF!; 139: #REF!; 140: #REF!; 141: #REF!; 142: #REF!; 143: #REF!; 144: #REF!; 145: #REF!; 146: #REF!; 147: #REF!; 148: #REF!; 149: #REF!; 150: #REF!; 151: #REF!; 152: #REF!; 153: #REF!; 154: #REF!; 155: #REF!; 156: #REF!; 157: #REF!; 158: #REF!; 159: #REF!; 160: #REF!; 161: #REF!; 162: #REF!; 163: #REF!; 164: #REF!; 165: #REF!; 166: #REF!; 167: #REF!; 168: #REF!; 169: #REF!; 170: #REF!; 171: #REF!; 172: #REF!; 173: #REF!; 174: #REF!; 175: #REF!; 176: #REF!; 177: #REF!; 178: #REF!; 179: #REF!; 180: #REF!; 181: #REF!; 182: #REF!; 183: #REF!; 184: #REF!; 185: #REF!; 186: #REF!; 187: #REF!; 188: #REF!; 189: #REF!; 190: #REF!; 191: #REF!; 192: #REF!; 193: #REF!; 194: #REF!; 195: #REF!; 196: #REF!; 197: #REF!; 198: #REF!; 199: #REF!; 200: #REF!; 201: #REF!; 202: #REF!; 203: #REF!; 204: #REF!; 205: #REF!; 206: #REF!; 207: #REF!; 208: #REF!; 209: #REF!; 210: #REF!; 211: #REF!; 212: #REF!; 213: #REF!; 214: #REF!; 215: #REF!; 216: #REF!
110 | #REF! | 110: #REF!; 111: #REF!; 112: #REF!; 113: #REF!; 114: #REF!; 115: #REF!; 116: #REF!; 117: #REF!; 118: #REF!; 119: #REF!; 120: #REF!; 121: #REF!; 122: #REF!; 123: #REF!; 124: #REF!; 125: #REF!; 126: #REF!; 127: #REF!; 128: #REF!; 129: #REF!; 130: #REF!; 131: #REF!; 132: #REF!; 133: #REF!; 134: #REF!; 135: #REF!; 136: #REF!; 137: #REF!; 138: #REF!; 139: #REF!; 140: #REF!; 141: #REF!; 142: #REF!; 143: #REF!; 144: #REF!; 145: #REF!; 146: #REF!; 147: #REF!; 148: #REF!; 149: #REF!; 150: #REF!; 151: #REF!; 152: #REF!; 153: #REF!; 154: #REF!; 155: #REF!; 156: #REF!; 157: #REF!; 158: #REF!; 159: #REF!; 160: #REF!; 161: #REF!; 162: #REF!; 163: #REF!; 164: #REF!; 165: #REF!; 166: #REF!; 167: #REF!; 168: #REF!; 169: #REF!; 170: #REF!; 171: #REF!; 172: #REF!; 173: #REF!; 174: #REF!; 175: #REF!; 176: #REF!; 177: #REF!; 178: #REF!; 179: #REF!; 180: #REF!; 181: #REF!; 182: #REF!; 183: #REF!; 184: #REF!; 185: #REF!; 186: #REF!; 187: #REF!; 188: #REF!; 189: #REF!; 190: #REF!; 191: #REF!; 192: #REF!; 193: #REF!; 194: #REF!; 195: #REF!; 196: #REF!; 197: #REF!; 198: #REF!; 199: #REF!; 200: #REF!; 201: #REF!; 202: #REF!; 203: #REF!; 204: #REF!; 205: #REF!; 206: #REF!; 207: #REF!; 208: #REF!; 209: #REF!; 210: #REF!; 211: #REF!; 212: #REF!; 213: #REF!; 214: #REF!; 215: #REF!; 216: #REF!
111 | #REF! | 111: #REF!; 112: #REF!; 113: #REF!; 114: #REF!; 115: #REF!; 116: #REF!; 117: #REF!; 118: #REF!; 119: #REF!; 120: #REF!; 121: #REF!; 122: #REF!; 123: #REF!; 124: #REF!; 125: #REF!; 126: #REF!; 127: #REF!; 128: #REF!; 129: #REF!; 130: #REF!; 131: #REF!; 132: #REF!; 133: #REF!; 134: #REF!; 135: #REF!; 136: #REF!; 137: #REF!; 138: #REF!; 139: #REF!; 140: #REF!; 141: #REF!; 142: #REF!; 143: #REF!; 144: #REF!; 145: #REF!; 146: #REF!; 147: #REF!; 148: #REF!; 149: #REF!; 150: #REF!; 151: #REF!; 152: #REF!; 153: #REF!; 154: #REF!; 155: #REF!; 156: #REF!; 157: #REF!; 158: #REF!; 159: #REF!; 160: #REF!; 161: #REF!; 162: #REF!; 163: #REF!; 164: #REF!; 165: #REF!; 166: #REF!; 167: #REF!; 168: #REF!; 169: #REF!; 170: #REF!; 171: #REF!; 172: #REF!; 173: #REF!; 174: #REF!; 175: #REF!; 176: #REF!; 177: #REF!; 178: #REF!; 179: #REF!; 180: #REF!; 181: #REF!; 182: #REF!; 183: #REF!; 184: #REF!; 185: #REF!; 186: #REF!; 187: #REF!; 188: #REF!; 189: #REF!; 190: #REF!; 191: #REF!; 192: #REF!; 193: #REF!; 194: #REF!; 195: #REF!; 196: #REF!; 197: #REF!; 198: #REF!; 199: #REF!; 200: #REF!; 201: #REF!; 202: #REF!; 203: #REF!; 204: #REF!; 205: #REF!; 206: #REF!; 207: #REF!; 208: #REF!; 209: #REF!; 210: #REF!; 211: #REF!; 212: #REF!; 213: #REF!; 214: #REF!; 215: #REF!; 216: #REF!
112 | #REF! | 112: #REF!; 113: #REF!; 114: #REF!; 115: #REF!; 116: #REF!; 117: #REF!; 118: #REF!; 119: #REF!; 120: #REF!; 121: #REF!; 122: #REF!; 123: #REF!; 124: #REF!; 125: #REF!; 126: #REF!; 127: #REF!; 128: #REF!; 129: #REF!; 130: #REF!; 131: #REF!; 132: #REF!; 133: #REF!; 134: #REF!; 135: #REF!; 136: #REF!; 137: #REF!; 138: #REF!; 139: #REF!; 140: #REF!; 141: #REF!; 142: #REF!; 143: #REF!; 144: #REF!; 145: #REF!; 146: #REF!; 147: #REF!; 148: #REF!; 149: #REF!; 150: #REF!; 151: #REF!; 152: #REF!; 153: #REF!; 154: #REF!; 155: #REF!; 156: #REF!; 157: #REF!; 158: #REF!; 159: #REF!; 160: #REF!; 161: #REF!; 162: #REF!; 163: #REF!; 164: #REF!; 165: #REF!; 166: #REF!; 167: #REF!; 168: #REF!; 169: #REF!; 170: #REF!; 171: #REF!; 172: #REF!; 173: #REF!; 174: #REF!; 175: #REF!; 176: #REF!; 177: #REF!; 178: #REF!; 179: #REF!; 180: #REF!; 181: #REF!; 182: #REF!; 183: #REF!; 184: #REF!; 185: #REF!; 186: #REF!; 187: #REF!; 188: #REF!; 189: #REF!; 190: #REF!; 191: #REF!; 192: #REF!; 193: #REF!; 194: #REF!; 195: #REF!; 196: #REF!; 197: #REF!; 198: #REF!; 199: #REF!; 200: #REF!; 201: #REF!; 202: #REF!; 203: #REF!; 204: #REF!; 205: #REF!; 206: #REF!; 207: #REF!; 208: #REF!; 209: #REF!; 210: #REF!; 211: #REF!; 212: #REF!; 213: #REF!; 214: #REF!; 215: #REF!; 216: #REF!
113 | #REF! | 113: #REF!; 114: #REF!; 115: #REF!; 116: #REF!; 117: #REF!; 118: #REF!; 119: #REF!; 120: #REF!; 121: #REF!; 122: #REF!; 123: #REF!; 124: #REF!; 125: #REF!; 126: #REF!; 127: #REF!; 128: #REF!; 129: #REF!; 130: #REF!; 131: #REF!; 132: #REF!; 133: #REF!; 134: #REF!; 135: #REF!; 136: #REF!; 137: #REF!; 138: #REF!; 139: #REF!; 140: #REF!; 141: #REF!; 142: #REF!; 143: #REF!; 144: #REF!; 145: #REF!; 146: #REF!; 147: #REF!; 148: #REF!; 149: #REF!; 150: #REF!; 151: #REF!; 152: #REF!; 153: #REF!; 154: #REF!; 155: #REF!; 156: #REF!; 157: #REF!; 158: #REF!; 159: #REF!; 160: #REF!; 161: #REF!; 162: #REF!; 163: #REF!; 164: #REF!; 165: #REF!; 166: #REF!; 167: #REF!; 168: #REF!; 169: #REF!; 170: #REF!; 171: #REF!; 172: #REF!; 173: #REF!; 174: #REF!; 175: #REF!; 176: #REF!; 177: #REF!; 178: #REF!; 179: #REF!; 180: #REF!; 181: #REF!; 182: #REF!; 183: #REF!; 184: #REF!; 185: #REF!; 186: #REF!; 187: #REF!; 188: #REF!; 189: #REF!; 190: #REF!; 191: #REF!; 192: #REF!; 193: #REF!; 194: #REF!; 195: #REF!; 196: #REF!; 197: #REF!; 198: #REF!; 199: #REF!; 200: #REF!; 201: #REF!; 202: #REF!; 203: #REF!; 204: #REF!; 205: #REF!; 206: #REF!; 207: #REF!; 208: #REF!; 209: #REF!; 210: #REF!; 211: #REF!; 212: #REF!; 213: #REF!; 214: #REF!; 215: #REF!; 216: #REF!
114 | #REF! | 114: #REF!; 115: #REF!; 116: #REF!; 117: #REF!; 118: #REF!; 119: #REF!; 120: #REF!; 121: #REF!; 122: #REF!; 123: #REF!; 124: #REF!; 125: #REF!; 126: #REF!; 127: #REF!; 128: #REF!; 129: #REF!; 130: #REF!; 131: #REF!; 132: #REF!; 133: #REF!; 134: #REF!; 135: #REF!; 136: #REF!; 137: #REF!; 138: #REF!; 139: #REF!; 140: #REF!; 141: #REF!; 142: #REF!; 143: #REF!; 144: #REF!; 145: #REF!; 146: #REF!; 147: #REF!; 148: #REF!; 149: #REF!; 150: #REF!; 151: #REF!; 152: #REF!; 153: #REF!; 154: #REF!; 155: #REF!; 156: #REF!; 157: #REF!; 158: #REF!; 159: #REF!; 160: #REF!; 161: #REF!; 162: #REF!; 163: #REF!; 164: #REF!; 165: #REF!; 166: #REF!; 167: #REF!; 168: #REF!; 169: #REF!; 170: #REF!; 171: #REF!; 172: #REF!; 173: #REF!; 174: #REF!; 175: #REF!; 176: #REF!; 177: #REF!; 178: #REF!; 179: #REF!; 180: #REF!; 181: #REF!; 182: #REF!; 183: #REF!; 184: #REF!; 185: #REF!; 186: #REF!; 187: #REF!; 188: #REF!; 189: #REF!; 190: #REF!; 191: #REF!; 192: #REF!; 193: #REF!; 194: #REF!; 195: #REF!; 196: #REF!; 197: #REF!; 198: #REF!; 199: #REF!; 200: #REF!; 201: #REF!; 202: #REF!; 203: #REF!; 204: #REF!; 205: #REF!; 206: #REF!; 207: #REF!; 208: #REF!; 209: #REF!; 210: #REF!; 211: #REF!; 212: #REF!; 213: #REF!; 214: #REF!; 215: #REF!; 216: #REF!
115 | #REF! | 115: #REF!; 116: #REF!; 117: #REF!; 118: #REF!; 119: #REF!; 120: #REF!; 121: #REF!; 122: #REF!; 123: #REF!; 124: #REF!; 125: #REF!; 126: #REF!; 127: #REF!; 128: #REF!; 129: #REF!; 130: #REF!; 131: #REF!; 132: #REF!; 133: #REF!; 134: #REF!; 135: #REF!; 136: #REF!; 137: #REF!; 138: #REF!; 139: #REF!; 140: #REF!; 141: #REF!; 142: #REF!; 143: #REF!; 144: #REF!; 145: #REF!; 146: #REF!; 147: #REF!; 148: #REF!; 149: #REF!; 150: #REF!; 151: #REF!; 152: #REF!; 153: #REF!; 154: #REF!; 155: #REF!; 156: #REF!; 157: #REF!; 158: #REF!; 159: #REF!; 160: #REF!; 161: #REF!; 162: #REF!; 163: #REF!; 164: #REF!; 165: #REF!; 166: #REF!; 167: #REF!; 168: #REF!; 169: #REF!; 170: #REF!; 171: #REF!; 172: #REF!; 173: #REF!; 174: #REF!; 175: #REF!; 176: #REF!; 177: #REF!; 178: #REF!; 179: #REF!; 180: #REF!; 181: #REF!; 182: #REF!; 183: #REF!; 184: #REF!; 185: #REF!; 186: #REF!; 187: #REF!; 188: #REF!; 189: #REF!; 190: #REF!; 191: #REF!; 192: #REF!; 193: #REF!; 194: #REF!; 195: #REF!; 196: #REF!; 197: #REF!; 198: #REF!; 199: #REF!; 200: #REF!; 201: #REF!; 202: #REF!; 203: #REF!; 204: #REF!; 205: #REF!; 206: #REF!; 207: #REF!; 208: #REF!; 209: #REF!; 210: #REF!; 211: #REF!; 212: #REF!; 213: #REF!; 214: #REF!; 215: #REF!; 216: #REF!
116 | #REF! | 116: #REF!; 117: #REF!; 118: #REF!; 119: #REF!; 120: #REF!; 121: #REF!; 122: #REF!; 123: #REF!; 124: #REF!; 125: #REF!; 126: #REF!; 127: #REF!; 128: #REF!; 129: #REF!; 130: #REF!; 131: #REF!; 132: #REF!; 133: #REF!; 134: #REF!; 135: #REF!; 136: #REF!; 137: #REF!; 138: #REF!; 139: #REF!; 140: #REF!; 141: #REF!; 142: #REF!; 143: #REF!; 144: #REF!; 145: #REF!; 146: #REF!; 147: #REF!; 148: #REF!; 149: #REF!; 150: #REF!; 151: #REF!; 152: #REF!; 153: #REF!; 154: #REF!; 155: #REF!; 156: #REF!; 157: #REF!; 158: #REF!; 159: #REF!; 160: #REF!; 161: #REF!; 162: #REF!; 163: #REF!; 164: #REF!; 165: #REF!; 166: #REF!; 167: #REF!; 168: #REF!; 169: #REF!; 170: #REF!; 171: #REF!; 172: #REF!; 173: #REF!; 174: #REF!; 175: #REF!; 176: #REF!; 177: #REF!; 178: #REF!; 179: #REF!; 180: #REF!; 181: #REF!; 182: #REF!; 183: #REF!; 184: #REF!; 185: #REF!; 186: #REF!; 187: #REF!; 188: #REF!; 189: #REF!; 190: #REF!; 191: #REF!; 192: #REF!; 193: #REF!; 194: #REF!; 195: #REF!; 196: #REF!; 197: #REF!; 198: #REF!; 199: #REF!; 200: #REF!; 201: #REF!; 202: #REF!; 203: #REF!; 204: #REF!; 205: #REF!; 206: #REF!; 207: #REF!; 208: #REF!; 209: #REF!; 210: #REF!; 211: #REF!; 212: #REF!; 213: #REF!; 214: #REF!; 215: #REF!; 216: #REF!
117 | #REF! | 117: #REF!; 118: #REF!; 119: #REF!; 120: #REF!; 121: #REF!; 122: #REF!; 123: #REF!; 124: #REF!; 125: #REF!; 126: #REF!; 127: #REF!; 128: #REF!; 129: #REF!; 130: #REF!; 131: #REF!; 132: #REF!; 133: #REF!; 134: #REF!; 135: #REF!; 136: #REF!; 137: #REF!; 138: #REF!; 139: #REF!; 140: #REF!; 141: #REF!; 142: #REF!; 143: #REF!; 144: #REF!; 145: #REF!; 146: #REF!; 147: #REF!; 148: #REF!; 149: #REF!; 150: #REF!; 151: #REF!; 152: #REF!; 153: #REF!; 154: #REF!; 155: #REF!; 156: #REF!; 157: #REF!; 158: #REF!; 159: #REF!; 160: #REF!; 161: #REF!; 162: #REF!; 163: #REF!; 164: #REF!; 165: #REF!; 166: #REF!; 167: #REF!; 168: #REF!; 169: #REF!; 170: #REF!; 171: #REF!; 172: #REF!; 173: #REF!; 174: #REF!; 175: #REF!; 176: #REF!; 177: #REF!; 178: #REF!; 179: #REF!; 180: #REF!; 181: #REF!; 182: #REF!; 183: #REF!; 184: #REF!; 185: #REF!; 186: #REF!; 187: #REF!; 188: #REF!; 189: #REF!; 190: #REF!; 191: #REF!; 192: #REF!; 193: #REF!; 194: #REF!; 195: #REF!; 196: #REF!; 197: #REF!; 198: #REF!; 199: #REF!; 200: #REF!; 201: #REF!; 202: #REF!; 203: #REF!; 204: #REF!; 205: #REF!; 206: #REF!; 207: #REF!; 208: #REF!; 209: #REF!; 210: #REF!; 211: #REF!; 212: #REF!; 213: #REF!; 214: #REF!; 215: #REF!; 216: #REF!
118 | #REF! | 118: #REF!; 119: #REF!; 120: #REF!; 121: #REF!; 122: #REF!; 123: #REF!; 124: #REF!; 125: #REF!; 126: #REF!; 127: #REF!; 128: #REF!; 129: #REF!; 130: #REF!; 131: #REF!; 132: #REF!; 133: #REF!; 134: #REF!; 135: #REF!; 136: #REF!; 137: #REF!; 138: #REF!; 139: #REF!; 140: #REF!; 141: #REF!; 142: #REF!; 143: #REF!; 144: #REF!; 145: #REF!; 146: #REF!; 147: #REF!; 148: #REF!; 149: #REF!; 150: #REF!; 151: #REF!; 152: #REF!; 153: #REF!; 154: #REF!; 155: #REF!; 156: #REF!; 157: #REF!; 158: #REF!; 159: #REF!; 160: #REF!; 161: #REF!; 162: #REF!; 163: #REF!; 164: #REF!; 165: #REF!; 166: #REF!; 167: #REF!; 168: #REF!; 169: #REF!; 170: #REF!; 171: #REF!; 172: #REF!; 173: #REF!; 174: #REF!; 175: #REF!; 176: #REF!; 177: #REF!; 178: #REF!; 179: #REF!; 180: #REF!; 181: #REF!; 182: #REF!; 183: #REF!; 184: #REF!; 185: #REF!; 186: #REF!; 187: #REF!; 188: #REF!; 189: #REF!; 190: #REF!; 191: #REF!; 192: #REF!; 193: #REF!; 194: #REF!; 195: #REF!; 196: #REF!; 197: #REF!; 198: #REF!; 199: #REF!; 200: #REF!; 201: #REF!; 202: #REF!; 203: #REF!; 204: #REF!; 205: #REF!; 206: #REF!; 207: #REF!; 208: #REF!; 209: #REF!; 210: #REF!; 211: #REF!; 212: #REF!; 213: #REF!; 214: #REF!; 215: #REF!; 216: #REF!
119 | #REF! | 119: #REF!; 120: #REF!; 121: #REF!; 122: #REF!; 123: #REF!; 124: #REF!; 125: #REF!; 126: #REF!; 127: #REF!; 128: #REF!; 129: #REF!; 130: #REF!; 131: #REF!; 132: #REF!; 133: #REF!; 134: #REF!; 135: #REF!; 136: #REF!; 137: #REF!; 138: #REF!; 139: #REF!; 140: #REF!; 141: #REF!; 142: #REF!; 143: #REF!; 144: #REF!; 145: #REF!; 146: #REF!; 147: #REF!; 148: #REF!; 149: #REF!; 150: #REF!; 151: #REF!; 152: #REF!; 153: #REF!; 154: #REF!; 155: #REF!; 156: #REF!; 157: #REF!; 158: #REF!; 159: #REF!; 160: #REF!; 161: #REF!; 162: #REF!; 163: #REF!; 164: #REF!; 165: #REF!; 166: #REF!; 167: #REF!; 168: #REF!; 169: #REF!; 170: #REF!; 171: #REF!; 172: #REF!; 173: #REF!; 174: #REF!; 175: #REF!; 176: #REF!; 177: #REF!; 178: #REF!; 179: #REF!; 180: #REF!; 181: #REF!; 182: #REF!; 183: #REF!; 184: #REF!; 185: #REF!; 186: #REF!; 187: #REF!; 188: #REF!; 189: #REF!; 190: #REF!; 191: #REF!; 192: #REF!; 193: #REF!; 194: #REF!; 195: #REF!; 196: #REF!; 197: #REF!; 198: #REF!; 199: #REF!; 200: #REF!; 201: #REF!; 202: #REF!; 203: #REF!; 204: #REF!; 205: #REF!; 206: #REF!; 207: #REF!; 208: #REF!; 209: #REF!; 210: #REF!; 211: #REF!; 212: #REF!; 213: #REF!; 214: #REF!; 215: #REF!; 216: #REF!
120 | #REF! | 120: #REF!; 121: #REF!; 122: #REF!; 123: #REF!; 124: #REF!; 125: #REF!; 126: #REF!; 127: #REF!; 128: #REF!; 129: #REF!; 130: #REF!; 131: #REF!; 132: #REF!; 133: #REF!; 134: #REF!; 135: #REF!; 136: #REF!; 137: #REF!; 138: #REF!; 139: #REF!; 140: #REF!; 141: #REF!; 142: #REF!; 143: #REF!; 144: #REF!; 145: #REF!; 146: #REF!; 147: #REF!; 148: #REF!; 149: #REF!; 150: #REF!; 151: #REF!; 152: #REF!; 153: #REF!; 154: #REF!; 155: #REF!; 156: #REF!; 157: #REF!; 158: #REF!; 159: #REF!; 160: #REF!; 161: #REF!; 162: #REF!; 163: #REF!; 164: #REF!; 165: #REF!; 166: #REF!; 167: #REF!; 168: #REF!; 169: #REF!; 170: #REF!; 171: #REF!; 172: #REF!; 173: #REF!; 174: #REF!; 175: #REF!; 176: #REF!; 177: #REF!; 178: #REF!; 179: #REF!; 180: #REF!; 181: #REF!; 182: #REF!; 183: #REF!; 184: #REF!; 185: #REF!; 186: #REF!; 187: #REF!; 188: #REF!; 189: #REF!; 190: #REF!; 191: #REF!; 192: #REF!; 193: #REF!; 194: #REF!; 195: #REF!; 196: #REF!; 197: #REF!; 198: #REF!; 199: #REF!; 200: #REF!; 201: #REF!; 202: #REF!; 203: #REF!; 204: #REF!; 205: #REF!; 206: #REF!; 207: #REF!; 208: #REF!; 209: #REF!; 210: #REF!; 211: #REF!; 212: #REF!; 213: #REF!; 214: #REF!; 215: #REF!; 216: #REF!
121 | #REF! | 121: #REF!; 122: #REF!; 123: #REF!; 124: #REF!; 125: #REF!; 126: #REF!; 127: #REF!; 128: #REF!; 129: #REF!; 130: #REF!; 131: #REF!; 132: #REF!; 133: #REF!; 134: #REF!; 135: #REF!; 136: #REF!; 137: #REF!; 138: #REF!; 139: #REF!; 140: #REF!; 141: #REF!; 142: #REF!; 143: #REF!; 144: #REF!; 145: #REF!; 146: #REF!; 147: #REF!; 148: #REF!; 149: #REF!; 150: #REF!; 151: #REF!; 152: #REF!; 153: #REF!; 154: #REF!; 155: #REF!; 156: #REF!; 157: #REF!; 158: #REF!; 159: #REF!; 160: #REF!; 161: #REF!; 162: #REF!; 163: #REF!; 164: #REF!; 165: #REF!; 166: #REF!; 167: #REF!; 168: #REF!; 169: #REF!; 170: #REF!; 171: #REF!; 172: #REF!; 173: #REF!; 174: #REF!; 175: #REF!; 176: #REF!; 177: #REF!; 178: #REF!; 179: #REF!; 180: #REF!; 181: #REF!; 182: #REF!; 183: #REF!; 184: #REF!; 185: #REF!; 186: #REF!; 187: #REF!; 188: #REF!; 189: #REF!; 190: #REF!; 191: #REF!; 192: #REF!; 193: #REF!; 194: #REF!; 195: #REF!; 196: #REF!; 197: #REF!; 198: #REF!; 199: #REF!; 200: #REF!; 201: #REF!; 202: #REF!; 203: #REF!; 204: #REF!; 205: #REF!; 206: #REF!; 207: #REF!; 208: #REF!; 209: #REF!; 210: #REF!; 211: #REF!; 212: #REF!; 213: #REF!; 214: #REF!; 215: #REF!; 216: #REF!
122 | #REF! | 122: #REF!; 123: #REF!; 124: #REF!; 125: #REF!; 126: #REF!; 127: #REF!; 128: #REF!; 129: #REF!; 130: #REF!; 131: #REF!; 132: #REF!; 133: #REF!; 134: #REF!; 135: #REF!; 136: #REF!; 137: #REF!; 138: #REF!; 139: #REF!; 140: #REF!; 141: #REF!; 142: #REF!; 143: #REF!; 144: #REF!; 145: #REF!; 146: #REF!; 147: #REF!; 148: #REF!; 149: #REF!; 150: #REF!; 151: #REF!; 152: #REF!; 153: #REF!; 154: #REF!; 155: #REF!; 156: #REF!; 157: #REF!; 158: #REF!; 159: #REF!; 160: #REF!; 161: #REF!; 162: #REF!; 163: #REF!; 164: #REF!; 165: #REF!; 166: #REF!; 167: #REF!; 168: #REF!; 169: #REF!; 170: #REF!; 171: #REF!; 172: #REF!; 173: #REF!; 174: #REF!; 175: #REF!; 176: #REF!; 177: #REF!; 178: #REF!; 179: #REF!; 180: #REF!; 181: #REF!; 182: #REF!; 183: #REF!; 184: #REF!; 185: #REF!; 186: #REF!; 187: #REF!; 188: #REF!; 189: #REF!; 190: #REF!; 191: #REF!; 192: #REF!; 193: #REF!; 194: #REF!; 195: #REF!; 196: #REF!; 197: #REF!; 198: #REF!; 199: #REF!; 200: #REF!; 201: #REF!; 202: #REF!; 203: #REF!; 204: #REF!; 205: #REF!; 206: #REF!; 207: #REF!; 208: #REF!; 209: #REF!; 210: #REF!; 211: #REF!; 212: #REF!; 213: #REF!; 214: #REF!; 215: #REF!; 216: #REF!
123 | #REF! | 123: #REF!; 124: #REF!; 125: #REF!; 126: #REF!; 127: #REF!; 128: #REF!; 129: #REF!; 130: #REF!; 131: #REF!; 132: #REF!; 133: #REF!; 134: #REF!; 135: #REF!; 136: #REF!; 137: #REF!; 138: #REF!; 139: #REF!; 140: #REF!; 141: #REF!; 142: #REF!; 143: #REF!; 144: #REF!; 145: #REF!; 146: #REF!; 147: #REF!; 148: #REF!; 149: #REF!; 150: #REF!; 151: #REF!; 152: #REF!; 153: #REF!; 154: #REF!; 155: #REF!; 156: #REF!; 157: #REF!; 158: #REF!; 159: #REF!; 160: #REF!; 161: #REF!; 162: #REF!; 163: #REF!; 164: #REF!; 165: #REF!; 166: #REF!; 167: #REF!; 168: #REF!; 169: #REF!; 170: #REF!; 171: #REF!; 172: #REF!; 173: #REF!; 174: #REF!; 175: #REF!; 176: #REF!; 177: #REF!; 178: #REF!; 179: #REF!; 180: #REF!; 181: #REF!; 182: #REF!; 183: #REF!; 184: #REF!; 185: #REF!; 186: #REF!; 187: #REF!; 188: #REF!; 189: #REF!; 190: #REF!; 191: #REF!; 192: #REF!; 193: #REF!; 194: #REF!; 195: #REF!; 196: #REF!; 197: #REF!; 198: #REF!; 199: #REF!; 200: #REF!; 201: #REF!; 202: #REF!; 203: #REF!; 204: #REF!; 205: #REF!; 206: #REF!; 207: #REF!; 208: #REF!; 209: #REF!; 210: #REF!; 211: #REF!; 212: #REF!; 213: #REF!; 214: #REF!; 215: #REF!; 216: #REF!
124 | #REF! | 124: #REF!; 125: #REF!; 126: #REF!; 127: #REF!; 128: #REF!; 129: #REF!; 130: #REF!; 131: #REF!; 132: #REF!; 133: #REF!; 134: #REF!; 135: #REF!; 136: #REF!; 137: #REF!; 138: #REF!; 139: #REF!; 140: #REF!; 141: #REF!; 142: #REF!; 143: #REF!; 144: #REF!; 145: #REF!; 146: #REF!; 147: #REF!; 148: #REF!; 149: #REF!; 150: #REF!; 151: #REF!; 152: #REF!; 153: #REF!; 154: #REF!; 155: #REF!; 156: #REF!; 157: #REF!; 158: #REF!; 159: #REF!; 160: #REF!; 161: #REF!; 162: #REF!; 163: #REF!; 164: #REF!; 165: #REF!; 166: #REF!; 167: #REF!; 168: #REF!; 169: #REF!; 170: #REF!; 171: #REF!; 172: #REF!; 173: #REF!; 174: #REF!; 175: #REF!; 176: #REF!; 177: #REF!; 178: #REF!; 179: #REF!; 180: #REF!; 181: #REF!; 182: #REF!; 183: #REF!; 184: #REF!; 185: #REF!; 186: #REF!; 187: #REF!; 188: #REF!; 189: #REF!; 190: #REF!; 191: #REF!; 192: #REF!; 193: #REF!; 194: #REF!; 195: #REF!; 196: #REF!; 197: #REF!; 198: #REF!; 199: #REF!; 200: #REF!; 201: #REF!; 202: #REF!; 203: #REF!; 204: #REF!; 205: #REF!; 206: #REF!; 207: #REF!; 208: #REF!; 209: #REF!; 210: #REF!; 211: #REF!; 212: #REF!; 213: #REF!; 214: #REF!; 215: #REF!; 216: #REF!
125 | #REF! | 125: #REF!; 126: #REF!; 127: #REF!; 128: #REF!; 129: #REF!; 130: #REF!; 131: #REF!; 132: #REF!; 133: #REF!; 134: #REF!; 135: #REF!; 136: #REF!; 137: #REF!; 138: #REF!; 139: #REF!; 140: #REF!; 141: #REF!; 142: #REF!; 143: #REF!; 144: #REF!; 145: #REF!; 146: #REF!; 147: #REF!; 148: #REF!; 149: #REF!; 150: #REF!; 151: #REF!; 152: #REF!; 153: #REF!; 154: #REF!; 155: #REF!; 156: #REF!; 157: #REF!; 158: #REF!; 159: #REF!; 160: #REF!; 161: #REF!; 162: #REF!; 163: #REF!; 164: #REF!; 165: #REF!; 166: #REF!; 167: #REF!; 168: #REF!; 169: #REF!; 170: #REF!; 171: #REF!; 172: #REF!; 173: #REF!; 174: #REF!; 175: #REF!; 176: #REF!; 177: #REF!; 178: #REF!; 179: #REF!; 180: #REF!; 181: #REF!; 182: #REF!; 183: #REF!; 184: #REF!; 185: #REF!; 186: #REF!; 187: #REF!; 188: #REF!; 189: #REF!; 190: #REF!; 191: #REF!; 192: #REF!; 193: #REF!; 194: #REF!; 195: #REF!; 196: #REF!; 197: #REF!; 198: #REF!; 199: #REF!; 200: #REF!; 201: #REF!; 202: #REF!; 203: #REF!; 204: #REF!; 205: #REF!; 206: #REF!; 207: #REF!; 208: #REF!; 209: #REF!; 210: #REF!; 211: #REF!; 212: #REF!; 213: #REF!; 214: #REF!; 215: #REF!; 216: #REF!
126 | #REF! | 126: #REF!; 127: #REF!; 128: #REF!; 129: #REF!; 130: #REF!; 131: #REF!; 132: #REF!; 133: #REF!; 134: #REF!; 135: #REF!; 136: #REF!; 137: #REF!; 138: #REF!; 139: #REF!; 140: #REF!; 141: #REF!; 142: #REF!; 143: #REF!; 144: #REF!; 145: #REF!; 146: #REF!; 147: #REF!; 148: #REF!; 149: #REF!; 150: #REF!; 151: #REF!; 152: #REF!; 153: #REF!; 154: #REF!; 155: #REF!; 156: #REF!; 157: #REF!; 158: #REF!; 159: #REF!; 160: #REF!; 161: #REF!; 162: #REF!; 163: #REF!; 164: #REF!; 165: #REF!; 166: #REF!; 167: #REF!; 168: #REF!; 169: #REF!; 170: #REF!; 171: #REF!; 172: #REF!; 173: #REF!; 174: #REF!; 175: #REF!; 176: #REF!; 177: #REF!; 178: #REF!; 179: #REF!; 180: #REF!; 181: #REF!; 182: #REF!; 183: #REF!; 184: #REF!; 185: #REF!; 186: #REF!; 187: #REF!; 188: #REF!; 189: #REF!; 190: #REF!; 191: #REF!; 192: #REF!; 193: #REF!; 194: #REF!; 195: #REF!; 196: #REF!; 197: #REF!; 198: #REF!; 199: #REF!; 200: #REF!; 201: #REF!; 202: #REF!; 203: #REF!; 204: #REF!; 205: #REF!; 206: #REF!; 207: #REF!; 208: #REF!; 209: #REF!; 210: #REF!; 211: #REF!; 212: #REF!; 213: #REF!; 214: #REF!; 215: #REF!; 216: #REF!
127 | #REF! | 127: #REF!; 128: #REF!; 129: #REF!; 130: #REF!; 131: #REF!; 132: #REF!; 133: #REF!; 134: #REF!; 135: #REF!; 136: #REF!; 137: #REF!; 138: #REF!; 139: #REF!; 140: #REF!; 141: #REF!; 142: #REF!; 143: #REF!; 144: #REF!; 145: #REF!; 146: #REF!; 147: #REF!; 148: #REF!; 149: #REF!; 150: #REF!; 151: #REF!; 152: #REF!; 153: #REF!; 154: #REF!; 155: #REF!; 156: #REF!; 157: #REF!; 158: #REF!; 159: #REF!; 160: #REF!; 161: #REF!; 162: #REF!; 163: #REF!; 164: #REF!; 165: #REF!; 166: #REF!; 167: #REF!; 168: #REF!; 169: #REF!; 170: #REF!; 171: #REF!; 172: #REF!; 173: #REF!; 174: #REF!; 175: #REF!; 176: #REF!; 177: #REF!; 178: #REF!; 179: #REF!; 180: #REF!; 181: #REF!; 182: #REF!; 183: #REF!; 184: #REF!; 185: #REF!; 186: #REF!; 187: #REF!; 188: #REF!; 189: #REF!; 190: #REF!; 191: #REF!; 192: #REF!; 193: #REF!; 194: #REF!; 195: #REF!; 196: #REF!; 197: #REF!; 198: #REF!; 199: #REF!; 200: #REF!; 201: #REF!; 202: #REF!; 203: #REF!; 204: #REF!; 205: #REF!; 206: #REF!; 207: #REF!; 208: #REF!; 209: #REF!; 210: #REF!; 211: #REF!; 212: #REF!; 213: #REF!; 214: #REF!; 215: #REF!; 216: #REF!
128 | #REF! | 128: #REF!; 129: #REF!; 130: #REF!; 131: #REF!; 132: #REF!; 133: #REF!; 134: #REF!; 135: #REF!; 136: #REF!; 137: #REF!; 138: #REF!; 139: #REF!; 140: #REF!; 141: #REF!; 142: #REF!; 143: #REF!; 144: #REF!; 145: #REF!; 146: #REF!; 147: #REF!; 148: #REF!; 149: #REF!; 150: #REF!; 151: #REF!; 152: #REF!; 153: #REF!; 154: #REF!; 155: #REF!; 156: #REF!; 157: #REF!; 158: #REF!; 159: #REF!; 160: #REF!; 161: #REF!; 162: #REF!; 163: #REF!; 164: #REF!; 165: #REF!; 166: #REF!; 167: #REF!; 168: #REF!; 169: #REF!; 170: #REF!; 171: #REF!; 172: #REF!; 173: #REF!; 174: #REF!; 175: #REF!; 176: #REF!; 177: #REF!; 178: #REF!; 179: #REF!; 180: #REF!; 181: #REF!; 182: #REF!; 183: #REF!; 184: #REF!; 185: #REF!; 186: #REF!; 187: #REF!; 188: #REF!; 189: #REF!; 190: #REF!; 191: #REF!; 192: #REF!; 193: #REF!; 194: #REF!; 195: #REF!; 196: #REF!; 197: #REF!; 198: #REF!; 199: #REF!; 200: #REF!; 201: #REF!; 202: #REF!; 203: #REF!; 204: #REF!; 205: #REF!; 206: #REF!; 207: #REF!; 208: #REF!; 209: #REF!; 210: #REF!; 211: #REF!; 212: #REF!; 213: #REF!; 214: #REF!; 215: #REF!; 216: #REF!
129 | #REF! | 129: #REF!; 130: #REF!; 131: #REF!; 132: #REF!; 133: #REF!; 134: #REF!; 135: #REF!; 136: #REF!; 137: #REF!; 138: #REF!; 139: #REF!; 140: #REF!; 141: #REF!; 142: #REF!; 143: #REF!; 144: #REF!; 145: #REF!; 146: #REF!; 147: #REF!; 148: #REF!; 149: #REF!; 150: #REF!; 151: #REF!; 152: #REF!; 153: #REF!; 154: #REF!; 155: #REF!; 156: #REF!; 157: #REF!; 158: #REF!; 159: #REF!; 160: #REF!; 161: #REF!; 162: #REF!; 163: #REF!; 164: #REF!; 165: #REF!; 166: #REF!; 167: #REF!; 168: #REF!; 169: #REF!; 170: #REF!; 171: #REF!; 172: #REF!; 173: #REF!; 174: #REF!; 175: #REF!; 176: #REF!; 177: #REF!; 178: #REF!; 179: #REF!; 180: #REF!; 181: #REF!; 182: #REF!; 183: #REF!; 184: #REF!; 185: #REF!; 186: #REF!; 187: #REF!; 188: #REF!; 189: #REF!; 190: #REF!; 191: #REF!; 192: #REF!; 193: #REF!; 194: #REF!; 195: #REF!; 196: #REF!; 197: #REF!; 198: #REF!; 199: #REF!; 200: #REF!; 201: #REF!; 202: #REF!; 203: #REF!; 204: #REF!; 205: #REF!; 206: #REF!; 207: #REF!; 208: #REF!; 209: #REF!; 210: #REF!; 211: #REF!; 212: #REF!; 213: #REF!; 214: #REF!; 215: #REF!; 216: #REF!
130 | #REF! | 130: #REF!; 131: #REF!; 132: #REF!; 133: #REF!; 134: #REF!; 135: #REF!; 136: #REF!; 137: #REF!; 138: #REF!; 139: #REF!; 140: #REF!; 141: #REF!; 142: #REF!; 143: #REF!; 144: #REF!; 145: #REF!; 146: #REF!; 147: #REF!; 148: #REF!; 149: #REF!; 150: #REF!; 151: #REF!; 152: #REF!; 153: #REF!; 154: #REF!; 155: #REF!; 156: #REF!; 157: #REF!; 158: #REF!; 159: #REF!; 160: #REF!; 161: #REF!; 162: #REF!; 163: #REF!; 164: #REF!; 165: #REF!; 166: #REF!; 167: #REF!; 168: #REF!; 169: #REF!; 170: #REF!; 171: #REF!; 172: #REF!; 173: #REF!; 174: #REF!; 175: #REF!; 176: #REF!; 177: #REF!; 178: #REF!; 179: #REF!; 180: #REF!; 181: #REF!; 182: #REF!; 183: #REF!; 184: #REF!; 185: #REF!; 186: #REF!; 187: #REF!; 188: #REF!; 189: #REF!; 190: #REF!; 191: #REF!; 192: #REF!; 193: #REF!; 194: #REF!; 195: #REF!; 196: #REF!; 197: #REF!; 198: #REF!; 199: #REF!; 200: #REF!; 201: #REF!; 202: #REF!; 203: #REF!; 204: #REF!; 205: #REF!; 206: #REF!; 207: #REF!; 208: #REF!; 209: #REF!; 210: #REF!; 211: #REF!; 212: #REF!; 213: #REF!; 214: #REF!; 215: #REF!; 216: #REF!
131 | #REF! | 131: #REF!; 132: #REF!; 133: #REF!; 134: #REF!; 135: #REF!; 136: #REF!; 137: #REF!; 138: #REF!; 139: #REF!; 140: #REF!; 141: #REF!; 142: #REF!; 143: #REF!; 144: #REF!; 145: #REF!; 146: #REF!; 147: #REF!; 148: #REF!; 149: #REF!; 150: #REF!; 151: #REF!; 152: #REF!; 153: #REF!; 154: #REF!; 155: #REF!; 156: #REF!; 157: #REF!; 158: #REF!; 159: #REF!; 160: #REF!; 161: #REF!; 162: #REF!; 163: #REF!; 164: #REF!; 165: #REF!; 166: #REF!; 167: #REF!; 168: #REF!; 169: #REF!; 170: #REF!; 171: #REF!; 172: #REF!; 173: #REF!; 174: #REF!; 175: #REF!; 176: #REF!; 177: #REF!; 178: #REF!; 179: #REF!; 180: #REF!; 181: #REF!; 182: #REF!; 183: #REF!; 184: #REF!; 185: #REF!; 186: #REF!; 187: #REF!; 188: #REF!; 189: #REF!; 190: #REF!; 191: #REF!; 192: #REF!; 193: #REF!; 194: #REF!; 195: #REF!; 196: #REF!; 197: #REF!; 198: #REF!; 199: #REF!; 200: #REF!; 201: #REF!; 202: #REF!; 203: #REF!; 204: #REF!; 205: #REF!; 206: #REF!; 207: #REF!; 208: #REF!; 209: #REF!; 210: #REF!; 211: #REF!; 212: #REF!; 213: #REF!; 214: #REF!; 215: #REF!; 216: #REF!
132 | #REF! | 132: #REF!; 133: #REF!; 134: #REF!; 135: #REF!; 136: #REF!; 137: #REF!; 138: #REF!; 139: #REF!; 140: #REF!; 141: #REF!; 142: #REF!; 143: #REF!; 144: #REF!; 145: #REF!; 146: #REF!; 147: #REF!; 148: #REF!; 149: #REF!; 150: #REF!; 151: #REF!; 152: #REF!; 153: #REF!; 154: #REF!; 155: #REF!; 156: #REF!; 157: #REF!; 158: #REF!; 159: #REF!; 160: #REF!; 161: #REF!; 162: #REF!; 163: #REF!; 164: #REF!; 165: #REF!; 166: #REF!; 167: #REF!; 168: #REF!; 169: #REF!; 170: #REF!; 171: #REF!; 172: #REF!; 173: #REF!; 174: #REF!; 175: #REF!; 176: #REF!; 177: #REF!; 178: #REF!; 179: #REF!; 180: #REF!; 181: #REF!; 182: #REF!; 183: #REF!; 184: #REF!; 185: #REF!; 186: #REF!; 187: #REF!; 188: #REF!; 189: #REF!; 190: #REF!; 191: #REF!; 192: #REF!; 193: #REF!; 194: #REF!; 195: #REF!; 196: #REF!; 197: #REF!; 198: #REF!; 199: #REF!; 200: #REF!; 201: #REF!; 202: #REF!; 203: #REF!; 204: #REF!; 205: #REF!; 206: #REF!; 207: #REF!; 208: #REF!; 209: #REF!; 210: #REF!; 211: #REF!; 212: #REF!; 213: #REF!; 214: #REF!; 215: #REF!; 216: #REF!
133 | #REF! | 133: #REF!; 134: #REF!; 135: #REF!; 136: #REF!; 137: #REF!; 138: #REF!; 139: #REF!; 140: #REF!; 141: #REF!; 142: #REF!; 143: #REF!; 144: #REF!; 145: #REF!; 146: #REF!; 147: #REF!; 148: #REF!; 149: #REF!; 150: #REF!; 151: #REF!; 152: #REF!; 153: #REF!; 154: #REF!; 155: #REF!; 156: #REF!; 157: #REF!; 158: #REF!; 159: #REF!; 160: #REF!; 161: #REF!; 162: #REF!; 163: #REF!; 164: #REF!; 165: #REF!; 166: #REF!; 167: #REF!; 168: #REF!; 169: #REF!; 170: #REF!; 171: #REF!; 172: #REF!; 173: #REF!; 174: #REF!; 175: #REF!; 176: #REF!; 177: #REF!; 178: #REF!; 179: #REF!; 180: #REF!; 181: #REF!; 182: #REF!; 183: #REF!; 184: #REF!; 185: #REF!; 186: #REF!; 187: #REF!; 188: #REF!; 189: #REF!; 190: #REF!; 191: #REF!; 192: #REF!; 193: #REF!; 194: #REF!; 195: #REF!; 196: #REF!; 197: #REF!; 198: #REF!; 199: #REF!; 200: #REF!; 201: #REF!; 202: #REF!; 203: #REF!; 204: #REF!; 205: #REF!; 206: #REF!; 207: #REF!; 208: #REF!; 209: #REF!; 210: #REF!; 211: #REF!; 212: #REF!; 213: #REF!; 214: #REF!; 215: #REF!; 216: #REF!
134 | #REF! | 134: #REF!; 135: #REF!; 136: #REF!; 137: #REF!; 138: #REF!; 139: #REF!; 140: #REF!; 141: #REF!; 142: #REF!; 143: #REF!; 144: #REF!; 145: #REF!; 146: #REF!; 147: #REF!; 148: #REF!; 149: #REF!; 150: #REF!; 151: #REF!; 152: #REF!; 153: #REF!; 154: #REF!; 155: #REF!; 156: #REF!; 157: #REF!; 158: #REF!; 159: #REF!; 160: #REF!; 161: #REF!; 162: #REF!; 163: #REF!; 164: #REF!; 165: #REF!; 166: #REF!; 167: #REF!; 168: #REF!; 169: #REF!; 170: #REF!; 171: #REF!; 172: #REF!; 173: #REF!; 174: #REF!; 175: #REF!; 176: #REF!; 177: #REF!; 178: #REF!; 179: #REF!; 180: #REF!; 181: #REF!; 182: #REF!; 183: #REF!; 184: #REF!; 185: #REF!; 186: #REF!; 187: #REF!; 188: #REF!; 189: #REF!; 190: #REF!; 191: #REF!; 192: #REF!; 193: #REF!; 194: #REF!; 195: #REF!; 196: #REF!; 197: #REF!; 198: #REF!; 199: #REF!; 200: #REF!; 201: #REF!; 202: #REF!; 203: #REF!; 204: #REF!; 205: #REF!; 206: #REF!; 207: #REF!; 208: #REF!; 209: #REF!; 210: #REF!; 211: #REF!; 212: #REF!; 213: #REF!; 214: #REF!; 215: #REF!; 216: #REF!
135 | #REF! | 135: #REF!; 136: #REF!; 137: #REF!; 138: #REF!; 139: #REF!; 140: #REF!; 141: #REF!; 142: #REF!; 143: #REF!; 144: #REF!; 145: #REF!; 146: #REF!; 147: #REF!; 148: #REF!; 149: #REF!; 150: #REF!; 151: #REF!; 152: #REF!; 153: #REF!; 154: #REF!; 155: #REF!; 156: #REF!; 157: #REF!; 158: #REF!; 159: #REF!; 160: #REF!; 161: #REF!; 162: #REF!; 163: #REF!; 164: #REF!; 165: #REF!; 166: #REF!; 167: #REF!; 168: #REF!; 169: #REF!; 170: #REF!; 171: #REF!; 172: #REF!; 173: #REF!; 174: #REF!; 175: #REF!; 176: #REF!; 177: #REF!; 178: #REF!; 179: #REF!; 180: #REF!; 181: #REF!; 182: #REF!; 183: #REF!; 184: #REF!; 185: #REF!; 186: #REF!; 187: #REF!; 188: #REF!; 189: #REF!; 190: #REF!; 191: #REF!; 192: #REF!; 193: #REF!; 194: #REF!; 195: #REF!; 196: #REF!; 197: #REF!; 198: #REF!; 199: #REF!; 200: #REF!; 201: #REF!; 202: #REF!; 203: #REF!; 204: #REF!; 205: #REF!; 206: #REF!; 207: #REF!; 208: #REF!; 209: #REF!; 210: #REF!; 211: #REF!; 212: #REF!; 213: #REF!; 214: #REF!; 215: #REF!; 216: #REF!
136 | #REF! | 136: #REF!; 137: #REF!; 138: #REF!; 139: #REF!; 140: #REF!; 141: #REF!; 142: #REF!; 143: #REF!; 144: #REF!; 145: #REF!; 146: #REF!; 147: #REF!; 148: #REF!; 149: #REF!; 150: #REF!; 151: #REF!; 152: #REF!; 153: #REF!; 154: #REF!; 155: #REF!; 156: #REF!; 157: #REF!; 158: #REF!; 159: #REF!; 160: #REF!; 161: #REF!; 162: #REF!; 163: #REF!; 164: #REF!; 165: #REF!; 166: #REF!; 167: #REF!; 168: #REF!; 169: #REF!; 170: #REF!; 171: #REF!; 172: #REF!; 173: #REF!; 174: #REF!; 175: #REF!; 176: #REF!; 177: #REF!; 178: #REF!; 179: #REF!; 180: #REF!; 181: #REF!; 182: #REF!; 183: #REF!; 184: #REF!; 185: #REF!; 186: #REF!; 187: #REF!; 188: #REF!; 189: #REF!; 190: #REF!; 191: #REF!; 192: #REF!; 193: #REF!; 194: #REF!; 195: #REF!; 196: #REF!; 197: #REF!; 198: #REF!; 199: #REF!; 200: #REF!; 201: #REF!; 202: #REF!; 203: #REF!; 204: #REF!; 205: #REF!; 206: #REF!; 207: #REF!; 208: #REF!; 209: #REF!; 210: #REF!; 211: #REF!; 212: #REF!; 213: #REF!; 214: #REF!; 215: #REF!; 216: #REF!
137 | #REF! | 137: #REF!; 138: #REF!; 139: #REF!; 140: #REF!; 141: #REF!; 142: #REF!; 143: #REF!; 144: #REF!; 145: #REF!; 146: #REF!; 147: #REF!; 148: #REF!; 149: #REF!; 150: #REF!; 151: #REF!; 152: #REF!; 153: #REF!; 154: #REF!; 155: #REF!; 156: #REF!; 157: #REF!; 158: #REF!; 159: #REF!; 160: #REF!; 161: #REF!; 162: #REF!; 163: #REF!; 164: #REF!; 165: #REF!; 166: #REF!; 167: #REF!; 168: #REF!; 169: #REF!; 170: #REF!; 171: #REF!; 172: #REF!; 173: #REF!; 174: #REF!; 175: #REF!; 176: #REF!; 177: #REF!; 178: #REF!; 179: #REF!; 180: #REF!; 181: #REF!; 182: #REF!; 183: #REF!; 184: #REF!; 185: #REF!; 186: #REF!; 187: #REF!; 188: #REF!; 189: #REF!; 190: #REF!; 191: #REF!; 192: #REF!; 193: #REF!; 194: #REF!; 195: #REF!; 196: #REF!; 197: #REF!; 198: #REF!; 199: #REF!; 200: #REF!; 201: #REF!; 202: #REF!; 203: #REF!; 204: #REF!; 205: #REF!; 206: #REF!; 207: #REF!; 208: #REF!; 209: #REF!; 210: #REF!; 211: #REF!; 212: #REF!; 213: #REF!; 214: #REF!; 215: #REF!; 216: #REF!
138 | #REF! | 138: #REF!; 139: #REF!; 140: #REF!; 141: #REF!; 142: #REF!; 143: #REF!; 144: #REF!; 145: #REF!; 146: #REF!; 147: #REF!; 148: #REF!; 149: #REF!; 150: #REF!; 151: #REF!; 152: #REF!; 153: #REF!; 154: #REF!; 155: #REF!; 156: #REF!; 157: #REF!; 158: #REF!; 159: #REF!; 160: #REF!; 161: #REF!; 162: #REF!; 163: #REF!; 164: #REF!; 165: #REF!; 166: #REF!; 167: #REF!; 168: #REF!; 169: #REF!; 170: #REF!; 171: #REF!; 172: #REF!; 173: #REF!; 174: #REF!; 175: #REF!; 176: #REF!; 177: #REF!; 178: #REF!; 179: #REF!; 180: #REF!; 181: #REF!; 182: #REF!; 183: #REF!; 184: #REF!; 185: #REF!; 186: #REF!; 187: #REF!; 188: #REF!; 189: #REF!; 190: #REF!; 191: #REF!; 192: #REF!; 193: #REF!; 194: #REF!; 195: #REF!; 196: #REF!; 197: #REF!; 198: #REF!; 199: #REF!; 200: #REF!; 201: #REF!; 202: #REF!; 203: #REF!; 204: #REF!; 205: #REF!; 206: #REF!; 207: #REF!; 208: #REF!; 209: #REF!; 210: #REF!; 211: #REF!; 212: #REF!; 213: #REF!; 214: #REF!; 215: #REF!; 216: #REF!
139 | #REF! | 139: #REF!; 140: #REF!; 141: #REF!; 142: #REF!; 143: #REF!; 144: #REF!; 145: #REF!; 146: #REF!; 147: #REF!; 148: #REF!; 149: #REF!; 150: #REF!; 151: #REF!; 152: #REF!; 153: #REF!; 154: #REF!; 155: #REF!; 156: #REF!; 157: #REF!; 158: #REF!; 159: #REF!; 160: #REF!; 161: #REF!; 162: #REF!; 163: #REF!; 164: #REF!; 165: #REF!; 166: #REF!; 167: #REF!; 168: #REF!; 169: #REF!; 170: #REF!; 171: #REF!; 172: #REF!; 173: #REF!; 174: #REF!; 175: #REF!; 176: #REF!; 177: #REF!; 178: #REF!; 179: #REF!; 180: #REF!; 181: #REF!; 182: #REF!; 183: #REF!; 184: #REF!; 185: #REF!; 186: #REF!; 187: #REF!; 188: #REF!; 189: #REF!; 190: #REF!; 191: #REF!; 192: #REF!; 193: #REF!; 194: #REF!; 195: #REF!; 196: #REF!; 197: #REF!; 198: #REF!; 199: #REF!; 200: #REF!; 201: #REF!; 202: #REF!; 203: #REF!; 204: #REF!; 205: #REF!; 206: #REF!; 207: #REF!; 208: #REF!; 209: #REF!; 210: #REF!; 211: #REF!; 212: #REF!; 213: #REF!; 214: #REF!; 215: #REF!; 216: #REF!
140 | #REF! | 140: #REF!; 141: #REF!; 142: #REF!; 143: #REF!; 144: #REF!; 145: #REF!; 146: #REF!; 147: #REF!; 148: #REF!; 149: #REF!; 150: #REF!; 151: #REF!; 152: #REF!; 153: #REF!; 154: #REF!; 155: #REF!; 156: #REF!; 157: #REF!; 158: #REF!; 159: #REF!; 160: #REF!; 161: #REF!; 162: #REF!; 163: #REF!; 164: #REF!; 165: #REF!; 166: #REF!; 167: #REF!; 168: #REF!; 169: #REF!; 170: #REF!; 171: #REF!; 172: #REF!; 173: #REF!; 174: #REF!; 175: #REF!; 176: #REF!; 177: #REF!; 178: #REF!; 179: #REF!; 180: #REF!; 181: #REF!; 182: #REF!; 183: #REF!; 184: #REF!; 185: #REF!; 186: #REF!; 187: #REF!; 188: #REF!; 189: #REF!; 190: #REF!; 191: #REF!; 192: #REF!; 193: #REF!; 194: #REF!; 195: #REF!; 196: #REF!; 197: #REF!; 198: #REF!; 199: #REF!; 200: #REF!; 201: #REF!; 202: #REF!; 203: #REF!; 204: #REF!; 205: #REF!; 206: #REF!; 207: #REF!; 208: #REF!; 209: #REF!; 210: #REF!; 211: #REF!; 212: #REF!; 213: #REF!; 214: #REF!; 215: #REF!; 216: #REF!
141 | #REF! | 141: #REF!; 142: #REF!; 143: #REF!; 144: #REF!; 145: #REF!; 146: #REF!; 147: #REF!; 148: #REF!; 149: #REF!; 150: #REF!; 151: #REF!; 152: #REF!; 153: #REF!; 154: #REF!; 155: #REF!; 156: #REF!; 157: #REF!; 158: #REF!; 159: #REF!; 160: #REF!; 161: #REF!; 162: #REF!; 163: #REF!; 164: #REF!; 165: #REF!; 166: #REF!; 167: #REF!; 168: #REF!; 169: #REF!; 170: #REF!; 171: #REF!; 172: #REF!; 173: #REF!; 174: #REF!; 175: #REF!; 176: #REF!; 177: #REF!; 178: #REF!; 179: #REF!; 180: #REF!; 181: #REF!; 182: #REF!; 183: #REF!; 184: #REF!; 185: #REF!; 186: #REF!; 187: #REF!; 188: #REF!; 189: #REF!; 190: #REF!; 191: #REF!; 192: #REF!; 193: #REF!; 194: #REF!; 195: #REF!; 196: #REF!; 197: #REF!; 198: #REF!; 199: #REF!; 200: #REF!; 201: #REF!; 202: #REF!; 203: #REF!; 204: #REF!; 205: #REF!; 206: #REF!; 207: #REF!; 208: #REF!; 209: #REF!; 210: #REF!; 211: #REF!; 212: #REF!; 213: #REF!; 214: #REF!; 215: #REF!; 216: #REF!
142 | #REF! | 142: #REF!; 143: #REF!; 144: #REF!; 145: #REF!; 146: #REF!; 147: #REF!; 148: #REF!; 149: #REF!; 150: #REF!; 151: #REF!; 152: #REF!; 153: #REF!; 154: #REF!; 155: #REF!; 156: #REF!; 157: #REF!; 158: #REF!; 159: #REF!; 160: #REF!; 161: #REF!; 162: #REF!; 163: #REF!; 164: #REF!; 165: #REF!; 166: #REF!; 167: #REF!; 168: #REF!; 169: #REF!; 170: #REF!; 171: #REF!; 172: #REF!; 173: #REF!; 174: #REF!; 175: #REF!; 176: #REF!; 177: #REF!; 178: #REF!; 179: #REF!; 180: #REF!; 181: #REF!; 182: #REF!; 183: #REF!; 184: #REF!; 185: #REF!; 186: #REF!; 187: #REF!; 188: #REF!; 189: #REF!; 190: #REF!; 191: #REF!; 192: #REF!; 193: #REF!; 194: #REF!; 195: #REF!; 196: #REF!; 197: #REF!; 198: #REF!; 199: #REF!; 200: #REF!; 201: #REF!; 202: #REF!; 203: #REF!; 204: #REF!; 205: #REF!; 206: #REF!; 207: #REF!; 208: #REF!; 209: #REF!; 210: #REF!; 211: #REF!; 212: #REF!; 213: #REF!; 214: #REF!; 215: #REF!; 216: #REF!
143 | #REF! | 143: #REF!; 144: #REF!; 145: #REF!; 146: #REF!; 147: #REF!; 148: #REF!; 149: #REF!; 150: #REF!; 151: #REF!; 152: #REF!; 153: #REF!; 154: #REF!; 155: #REF!; 156: #REF!; 157: #REF!; 158: #REF!; 159: #REF!; 160: #REF!; 161: #REF!; 162: #REF!; 163: #REF!; 164: #REF!; 165: #REF!; 166: #REF!; 167: #REF!; 168: #REF!; 169: #REF!; 170: #REF!; 171: #REF!; 172: #REF!; 173: #REF!; 174: #REF!; 175: #REF!; 176: #REF!; 177: #REF!; 178: #REF!; 179: #REF!; 180: #REF!; 181: #REF!; 182: #REF!; 183: #REF!; 184: #REF!; 185: #REF!; 186: #REF!; 187: #REF!; 188: #REF!; 189: #REF!; 190: #REF!; 191: #REF!; 192: #REF!; 193: #REF!; 194: #REF!; 195: #REF!; 196: #REF!; 197: #REF!; 198: #REF!; 199: #REF!; 200: #REF!; 201: #REF!; 202: #REF!; 203: #REF!; 204: #REF!; 205: #REF!; 206: #REF!; 207: #REF!; 208: #REF!; 209: #REF!; 210: #REF!; 211: #REF!; 212: #REF!; 213: #REF!; 214: #REF!; 215: #REF!; 216: #REF!
144 | #REF! | 144: #REF!; 145: #REF!; 146: #REF!; 147: #REF!; 148: #REF!; 149: #REF!; 150: #REF!; 151: #REF!; 152: #REF!; 153: #REF!; 154: #REF!; 155: #REF!; 156: #REF!; 157: #REF!; 158: #REF!; 159: #REF!; 160: #REF!; 161: #REF!; 162: #REF!; 163: #REF!; 164: #REF!; 165: #REF!; 166: #REF!; 167: #REF!; 168: #REF!; 169: #REF!; 170: #REF!; 171: #REF!; 172: #REF!; 173: #REF!; 174: #REF!; 175: #REF!; 176: #REF!; 177: #REF!; 178: #REF!; 179: #REF!; 180: #REF!; 181: #REF!; 182: #REF!; 183: #REF!; 184: #REF!; 185: #REF!; 186: #REF!; 187: #REF!; 188: #REF!; 189: #REF!; 190: #REF!; 191: #REF!; 192: #REF!; 193: #REF!; 194: #REF!; 195: #REF!; 196: #REF!; 197: #REF!; 198: #REF!; 199: #REF!; 200: #REF!; 201: #REF!; 202: #REF!; 203: #REF!; 204: #REF!; 205: #REF!; 206: #REF!; 207: #REF!; 208: #REF!; 209: #REF!; 210: #REF!; 211: #REF!; 212: #REF!; 213: #REF!; 214: #REF!; 215: #REF!; 216: #REF!
145 | #REF! | 145: #REF!; 146: #REF!; 147: #REF!; 148: #REF!; 149: #REF!; 150: #REF!; 151: #REF!; 152: #REF!; 153: #REF!; 154: #REF!; 155: #REF!; 156: #REF!; 157: #REF!; 158: #REF!; 159: #REF!; 160: #REF!; 161: #REF!; 162: #REF!; 163: #REF!; 164: #REF!; 165: #REF!; 166: #REF!; 167: #REF!; 168: #REF!; 169: #REF!; 170: #REF!; 171: #REF!; 172: #REF!; 173: #REF!; 174: #REF!; 175: #REF!; 176: #REF!; 177: #REF!; 178: #REF!; 179: #REF!; 180: #REF!; 181: #REF!; 182: #REF!; 183: #REF!; 184: #REF!; 185: #REF!; 186: #REF!; 187: #REF!; 188: #REF!; 189: #REF!; 190: #REF!; 191: #REF!; 192: #REF!; 193: #REF!; 194: #REF!; 195: #REF!; 196: #REF!; 197: #REF!; 198: #REF!; 199: #REF!; 200: #REF!; 201: #REF!; 202: #REF!; 203: #REF!; 204: #REF!; 205: #REF!; 206: #REF!; 207: #REF!; 208: #REF!; 209: #REF!; 210: #REF!; 211: #REF!; 212: #REF!; 213: #REF!; 214: #REF!; 215: #REF!; 216: #REF!
146 | #REF! | 146: #REF!; 147: #REF!; 148: #REF!; 149: #REF!; 150: #REF!; 151: #REF!; 152: #REF!; 153: #REF!; 154: #REF!; 155: #REF!; 156: #REF!; 157: #REF!; 158: #REF!; 159: #REF!; 160: #REF!; 161: #REF!; 162: #REF!; 163: #REF!; 164: #REF!; 165: #REF!; 166: #REF!; 167: #REF!; 168: #REF!; 169: #REF!; 170: #REF!; 171: #REF!; 172: #REF!; 173: #REF!; 174: #REF!; 175: #REF!; 176: #REF!; 177: #REF!; 178: #REF!; 179: #REF!; 180: #REF!; 181: #REF!; 182: #REF!; 183: #REF!; 184: #REF!; 185: #REF!; 186: #REF!; 187: #REF!; 188: #REF!; 189: #REF!; 190: #REF!; 191: #REF!; 192: #REF!; 193: #REF!; 194: #REF!; 195: #REF!; 196: #REF!; 197: #REF!; 198: #REF!; 199: #REF!; 200: #REF!; 201: #REF!; 202: #REF!; 203: #REF!; 204: #REF!; 205: #REF!; 206: #REF!; 207: #REF!; 208: #REF!; 209: #REF!; 210: #REF!; 211: #REF!; 212: #REF!; 213: #REF!; 214: #REF!; 215: #REF!; 216: #REF!
147 | #REF! | 147: #REF!; 148: #REF!; 149: #REF!; 150: #REF!; 151: #REF!; 152: #REF!; 153: #REF!; 154: #REF!; 155: #REF!; 156: #REF!; 157: #REF!; 158: #REF!; 159: #REF!; 160: #REF!; 161: #REF!; 162: #REF!; 163: #REF!; 164: #REF!; 165: #REF!; 166: #REF!; 167: #REF!; 168: #REF!; 169: #REF!; 170: #REF!; 171: #REF!; 172: #REF!; 173: #REF!; 174: #REF!; 175: #REF!; 176: #REF!; 177: #REF!; 178: #REF!; 179: #REF!; 180: #REF!; 181: #REF!; 182: #REF!; 183: #REF!; 184: #REF!; 185: #REF!; 186: #REF!; 187: #REF!; 188: #REF!; 189: #REF!; 190: #REF!; 191: #REF!; 192: #REF!; 193: #REF!; 194: #REF!; 195: #REF!; 196: #REF!; 197: #REF!; 198: #REF!; 199: #REF!; 200: #REF!; 201: #REF!; 202: #REF!; 203: #REF!; 204: #REF!; 205: #REF!; 206: #REF!; 207: #REF!; 208: #REF!; 209: #REF!; 210: #REF!; 211: #REF!; 212: #REF!; 213: #REF!; 214: #REF!; 215: #REF!; 216: #REF!
148 | #REF! | 148: #REF!; 149: #REF!; 150: #REF!; 151: #REF!; 152: #REF!; 153: #REF!; 154: #REF!; 155: #REF!; 156: #REF!; 157: #REF!; 158: #REF!; 159: #REF!; 160: #REF!; 161: #REF!; 162: #REF!; 163: #REF!; 164: #REF!; 165: #REF!; 166: #REF!; 167: #REF!; 168: #REF!; 169: #REF!; 170: #REF!; 171: #REF!; 172: #REF!; 173: #REF!; 174: #REF!; 175: #REF!; 176: #REF!; 177: #REF!; 178: #REF!; 179: #REF!; 180: #REF!; 181: #REF!; 182: #REF!; 183: #REF!; 184: #REF!; 185: #REF!; 186: #REF!; 187: #REF!; 188: #REF!; 189: #REF!; 190: #REF!; 191: #REF!; 192: #REF!; 193: #REF!; 194: #REF!; 195: #REF!; 196: #REF!; 197: #REF!; 198: #REF!; 199: #REF!; 200: #REF!; 201: #REF!; 202: #REF!; 203: #REF!; 204: #REF!; 205: #REF!; 206: #REF!; 207: #REF!; 208: #REF!; 209: #REF!; 210: #REF!; 211: #REF!; 212: #REF!; 213: #REF!; 214: #REF!; 215: #REF!; 216: #REF!
149 | #REF! | 149: #REF!; 150: #REF!; 151: #REF!; 152: #REF!; 153: #REF!; 154: #REF!; 155: #REF!; 156: #REF!; 157: #REF!; 158: #REF!; 159: #REF!; 160: #REF!; 161: #REF!; 162: #REF!; 163: #REF!; 164: #REF!; 165: #REF!; 166: #REF!; 167: #REF!; 168: #REF!; 169: #REF!; 170: #REF!; 171: #REF!; 172: #REF!; 173: #REF!; 174: #REF!; 175: #REF!; 176: #REF!; 177: #REF!; 178: #REF!; 179: #REF!; 180: #REF!; 181: #REF!; 182: #REF!; 183: #REF!; 184: #REF!; 185: #REF!; 186: #REF!; 187: #REF!; 188: #REF!; 189: #REF!; 190: #REF!; 191: #REF!; 192: #REF!; 193: #REF!; 194: #REF!; 195: #REF!; 196: #REF!; 197: #REF!; 198: #REF!; 199: #REF!; 200: #REF!; 201: #REF!; 202: #REF!; 203: #REF!; 204: #REF!; 205: #REF!; 206: #REF!; 207: #REF!; 208: #REF!; 209: #REF!; 210: #REF!; 211: #REF!; 212: #REF!; 213: #REF!; 214: #REF!; 215: #REF!; 216: #REF!
150 | #REF! | 150: #REF!; 151: #REF!; 152: #REF!; 153: #REF!; 154: #REF!; 155: #REF!; 156: #REF!; 157: #REF!; 158: #REF!; 159: #REF!; 160: #REF!; 161: #REF!; 162: #REF!; 163: #REF!; 164: #REF!; 165: #REF!; 166: #REF!; 167: #REF!; 168: #REF!; 169: #REF!; 170: #REF!; 171: #REF!; 172: #REF!; 173: #REF!; 174: #REF!; 175: #REF!; 176: #REF!; 177: #REF!; 178: #REF!; 179: #REF!; 180: #REF!; 181: #REF!; 182: #REF!; 183: #REF!; 184: #REF!; 185: #REF!; 186: #REF!; 187: #REF!; 188: #REF!; 189: #REF!; 190: #REF!; 191: #REF!; 192: #REF!; 193: #REF!; 194: #REF!; 195: #REF!; 196: #REF!; 197: #REF!; 198: #REF!; 199: #REF!; 200: #REF!; 201: #REF!; 202: #REF!; 203: #REF!; 204: #REF!; 205: #REF!; 206: #REF!; 207: #REF!; 208: #REF!; 209: #REF!; 210: #REF!; 211: #REF!; 212: #REF!; 213: #REF!; 214: #REF!; 215: #REF!; 216: #REF!
151 | #REF! | 151: #REF!; 152: #REF!; 153: #REF!; 154: #REF!; 155: #REF!; 156: #REF!; 157: #REF!; 158: #REF!; 159: #REF!; 160: #REF!; 161: #REF!; 162: #REF!; 163: #REF!; 164: #REF!; 165: #REF!; 166: #REF!; 167: #REF!; 168: #REF!; 169: #REF!; 170: #REF!; 171: #REF!; 172: #REF!; 173: #REF!; 174: #REF!; 175: #REF!; 176: #REF!; 177: #REF!; 178: #REF!; 179: #REF!; 180: #REF!; 181: #REF!; 182: #REF!; 183: #REF!; 184: #REF!; 185: #REF!; 186: #REF!; 187: #REF!; 188: #REF!; 189: #REF!; 190: #REF!; 191: #REF!; 192: #REF!; 193: #REF!; 194: #REF!; 195: #REF!; 196: #REF!; 197: #REF!; 198: #REF!; 199: #REF!; 200: #REF!; 201: #REF!; 202: #REF!; 203: #REF!; 204: #REF!; 205: #REF!; 206: #REF!; 207: #REF!; 208: #REF!; 209: #REF!; 210: #REF!; 211: #REF!; 212: #REF!; 213: #REF!; 214: #REF!; 215: #REF!; 216: #REF!
152 | #REF! | 152: #REF!; 153: #REF!; 154: #REF!; 155: #REF!; 156: #REF!; 157: #REF!; 158: #REF!; 159: #REF!; 160: #REF!; 161: #REF!; 162: #REF!; 163: #REF!; 164: #REF!; 165: #REF!; 166: #REF!; 167: #REF!; 168: #REF!; 169: #REF!; 170: #REF!; 171: #REF!; 172: #REF!; 173: #REF!; 174: #REF!; 175: #REF!; 176: #REF!; 177: #REF!; 178: #REF!; 179: #REF!; 180: #REF!; 181: #REF!; 182: #REF!; 183: #REF!; 184: #REF!; 185: #REF!; 186: #REF!; 187: #REF!; 188: #REF!; 189: #REF!; 190: #REF!; 191: #REF!; 192: #REF!; 193: #REF!; 194: #REF!; 195: #REF!; 196: #REF!; 197: #REF!; 198: #REF!; 199: #REF!; 200: #REF!; 201: #REF!; 202: #REF!; 203: #REF!; 204: #REF!; 205: #REF!; 206: #REF!; 207: #REF!; 208: #REF!; 209: #REF!; 210: #REF!; 211: #REF!; 212: #REF!; 213: #REF!; 214: #REF!; 215: #REF!; 216: #REF!
153 | #REF! | 153: #REF!; 154: #REF!; 155: #REF!; 156: #REF!; 157: #REF!; 158: #REF!; 159: #REF!; 160: #REF!; 161: #REF!; 162: #REF!; 163: #REF!; 164: #REF!; 165: #REF!; 166: #REF!; 167: #REF!; 168: #REF!; 169: #REF!; 170: #REF!; 171: #REF!; 172: #REF!; 173: #REF!; 174: #REF!; 175: #REF!; 176: #REF!; 177: #REF!; 178: #REF!; 179: #REF!; 180: #REF!; 181: #REF!; 182: #REF!; 183: #REF!; 184: #REF!; 185: #REF!; 186: #REF!; 187: #REF!; 188: #REF!; 189: #REF!; 190: #REF!; 191: #REF!; 192: #REF!; 193: #REF!; 194: #REF!; 195: #REF!; 196: #REF!; 197: #REF!; 198: #REF!; 199: #REF!; 200: #REF!; 201: #REF!; 202: #REF!; 203: #REF!; 204: #REF!; 205: #REF!; 206: #REF!; 207: #REF!; 208: #REF!; 209: #REF!; 210: #REF!; 211: #REF!; 212: #REF!; 213: #REF!; 214: #REF!; 215: #REF!; 216: #REF!
154 | #REF! | 154: #REF!; 155: #REF!; 156: #REF!; 157: #REF!; 158: #REF!; 159: #REF!; 160: #REF!; 161: #REF!; 162: #REF!; 163: #REF!; 164: #REF!; 165: #REF!; 166: #REF!; 167: #REF!; 168: #REF!; 169: #REF!; 170: #REF!; 171: #REF!; 172: #REF!; 173: #REF!; 174: #REF!; 175: #REF!; 176: #REF!; 177: #REF!; 178: #REF!; 179: #REF!; 180: #REF!; 181: #REF!; 182: #REF!; 183: #REF!; 184: #REF!; 185: #REF!; 186: #REF!; 187: #REF!; 188: #REF!; 189: #REF!; 190: #REF!; 191: #REF!; 192: #REF!; 193: #REF!; 194: #REF!; 195: #REF!; 196: #REF!; 197: #REF!; 198: #REF!; 199: #REF!; 200: #REF!; 201: #REF!; 202: #REF!; 203: #REF!; 204: #REF!; 205: #REF!; 206: #REF!; 207: #REF!; 208: #REF!; 209: #REF!; 210: #REF!; 211: #REF!; 212: #REF!; 213: #REF!; 214: #REF!; 215: #REF!; 216: #REF!
155 | #REF! | 155: #REF!; 156: #REF!; 157: #REF!; 158: #REF!; 159: #REF!; 160: #REF!; 161: #REF!; 162: #REF!; 163: #REF!; 164: #REF!; 165: #REF!; 166: #REF!; 167: #REF!; 168: #REF!; 169: #REF!; 170: #REF!; 171: #REF!; 172: #REF!; 173: #REF!; 174: #REF!; 175: #REF!; 176: #REF!; 177: #REF!; 178: #REF!; 179: #REF!; 180: #REF!; 181: #REF!; 182: #REF!; 183: #REF!; 184: #REF!; 185: #REF!; 186: #REF!; 187: #REF!; 188: #REF!; 189: #REF!; 190: #REF!; 191: #REF!; 192: #REF!; 193: #REF!; 194: #REF!; 195: #REF!; 196: #REF!; 197: #REF!; 198: #REF!; 199: #REF!; 200: #REF!; 201: #REF!; 202: #REF!; 203: #REF!; 204: #REF!; 205: #REF!; 206: #REF!; 207: #REF!; 208: #REF!; 209: #REF!; 210: #REF!; 211: #REF!; 212: #REF!; 213: #REF!; 214: #REF!; 215: #REF!; 216: #REF!
156 | #REF! | 156: #REF!; 157: #REF!; 158: #REF!; 159: #REF!; 160: #REF!; 161: #REF!; 162: #REF!; 163: #REF!; 164: #REF!; 165: #REF!; 166: #REF!; 167: #REF!; 168: #REF!; 169: #REF!; 170: #REF!; 171: #REF!; 172: #REF!; 173: #REF!; 174: #REF!; 175: #REF!; 176: #REF!; 177: #REF!; 178: #REF!; 179: #REF!; 180: #REF!; 181: #REF!; 182: #REF!; 183: #REF!; 184: #REF!; 185: #REF!; 186: #REF!; 187: #REF!; 188: #REF!; 189: #REF!; 190: #REF!; 191: #REF!; 192: #REF!; 193: #REF!; 194: #REF!; 195: #REF!; 196: #REF!; 197: #REF!; 198: #REF!; 199: #REF!; 200: #REF!; 201: #REF!; 202: #REF!; 203: #REF!; 204: #REF!; 205: #REF!; 206: #REF!; 207: #REF!; 208: #REF!; 209: #REF!; 210: #REF!; 211: #REF!; 212: #REF!; 213: #REF!; 214: #REF!; 215: #REF!; 216: #REF!
157 | #REF! | 157: #REF!; 158: #REF!; 159: #REF!; 160: #REF!; 161: #REF!; 162: #REF!; 163: #REF!; 164: #REF!; 165: #REF!; 166: #REF!; 167: #REF!; 168: #REF!; 169: #REF!; 170: #REF!; 171: #REF!; 172: #REF!; 173: #REF!; 174: #REF!; 175: #REF!; 176: #REF!; 177: #REF!; 178: #REF!; 179: #REF!; 180: #REF!; 181: #REF!; 182: #REF!; 183: #REF!; 184: #REF!; 185: #REF!; 186: #REF!; 187: #REF!; 188: #REF!; 189: #REF!; 190: #REF!; 191: #REF!; 192: #REF!; 193: #REF!; 194: #REF!; 195: #REF!; 196: #REF!; 197: #REF!; 198: #REF!; 199: #REF!; 200: #REF!; 201: #REF!; 202: #REF!; 203: #REF!; 204: #REF!; 205: #REF!; 206: #REF!; 207: #REF!; 208: #REF!; 209: #REF!; 210: #REF!; 211: #REF!; 212: #REF!; 213: #REF!; 214: #REF!; 215: #REF!; 216: #REF!
158 | #REF! | 158: #REF!; 159: #REF!; 160: #REF!; 161: #REF!; 162: #REF!; 163: #REF!; 164: #REF!; 165: #REF!; 166: #REF!; 167: #REF!; 168: #REF!; 169: #REF!; 170: #REF!; 171: #REF!; 172: #REF!; 173: #REF!; 174: #REF!; 175: #REF!; 176: #REF!; 177: #REF!; 178: #REF!; 179: #REF!; 180: #REF!; 181: #REF!; 182: #REF!; 183: #REF!; 184: #REF!; 185: #REF!; 186: #REF!; 187: #REF!; 188: #REF!; 189: #REF!; 190: #REF!; 191: #REF!; 192: #REF!; 193: #REF!; 194: #REF!; 195: #REF!; 196: #REF!; 197: #REF!; 198: #REF!; 199: #REF!; 200: #REF!; 201: #REF!; 202: #REF!; 203: #REF!; 204: #REF!; 205: #REF!; 206: #REF!; 207: #REF!; 208: #REF!; 209: #REF!; 210: #REF!; 211: #REF!; 212: #REF!; 213: #REF!; 214: #REF!; 215: #REF!; 216: #REF!
159 | #REF! | 159: #REF!; 160: #REF!; 161: #REF!; 162: #REF!; 163: #REF!; 164: #REF!; 165: #REF!; 166: #REF!; 167: #REF!; 168: #REF!; 169: #REF!; 170: #REF!; 171: #REF!; 172: #REF!; 173: #REF!; 174: #REF!; 175: #REF!; 176: #REF!; 177: #REF!; 178: #REF!; 179: #REF!; 180: #REF!; 181: #REF!; 182: #REF!; 183: #REF!; 184: #REF!; 185: #REF!; 186: #REF!; 187: #REF!; 188: #REF!; 189: #REF!; 190: #REF!; 191: #REF!; 192: #REF!; 193: #REF!; 194: #REF!; 195: #REF!; 196: #REF!; 197: #REF!; 198: #REF!; 199: #REF!; 200: #REF!; 201: #REF!; 202: #REF!; 203: #REF!; 204: #REF!; 205: #REF!; 206: #REF!; 207: #REF!; 208: #REF!; 209: #REF!; 210: #REF!; 211: #REF!; 212: #REF!; 213: #REF!; 214: #REF!; 215: #REF!; 216: #REF!
160 | #REF! | 160: #REF!; 161: #REF!; 162: #REF!; 163: #REF!; 164: #REF!; 165: #REF!; 166: #REF!; 167: #REF!; 168: #REF!; 169: #REF!; 170: #REF!; 171: #REF!; 172: #REF!; 173: #REF!; 174: #REF!; 175: #REF!; 176: #REF!; 177: #REF!; 178: #REF!; 179: #REF!; 180: #REF!; 181: #REF!; 182: #REF!; 183: #REF!; 184: #REF!; 185: #REF!; 186: #REF!; 187: #REF!; 188: #REF!; 189: #REF!; 190: #REF!; 191: #REF!; 192: #REF!; 193: #REF!; 194: #REF!; 195: #REF!; 196: #REF!; 197: #REF!; 198: #REF!; 199: #REF!; 200: #REF!; 201: #REF!; 202: #REF!; 203: #REF!; 204: #REF!; 205: #REF!; 206: #REF!; 207: #REF!; 208: #REF!; 209: #REF!; 210: #REF!; 211: #REF!; 212: #REF!; 213: #REF!; 214: #REF!; 215: #REF!; 216: #REF!
161 | #REF! | 161: #REF!; 162: #REF!; 163: #REF!; 164: #REF!; 165: #REF!; 166: #REF!; 167: #REF!; 168: #REF!; 169: #REF!; 170: #REF!; 171: #REF!; 172: #REF!; 173: #REF!; 174: #REF!; 175: #REF!; 176: #REF!; 177: #REF!; 178: #REF!; 179: #REF!; 180: #REF!; 181: #REF!; 182: #REF!; 183: #REF!; 184: #REF!; 185: #REF!; 186: #REF!; 187: #REF!; 188: #REF!; 189: #REF!; 190: #REF!; 191: #REF!; 192: #REF!; 193: #REF!; 194: #REF!; 195: #REF!; 196: #REF!; 197: #REF!; 198: #REF!; 199: #REF!; 200: #REF!; 201: #REF!; 202: #REF!; 203: #REF!; 204: #REF!; 205: #REF!; 206: #REF!; 207: #REF!; 208: #REF!; 209: #REF!; 210: #REF!; 211: #REF!; 212: #REF!; 213: #REF!; 214: #REF!; 215: #REF!; 216: #REF!
162 | #REF! | 162: #REF!; 163: #REF!; 164: #REF!; 165: #REF!; 166: #REF!; 167: #REF!; 168: #REF!; 169: #REF!; 170: #REF!; 171: #REF!; 172: #REF!; 173: #REF!; 174: #REF!; 175: #REF!; 176: #REF!; 177: #REF!; 178: #REF!; 179: #REF!; 180: #REF!; 181: #REF!; 182: #REF!; 183: #REF!; 184: #REF!; 185: #REF!; 186: #REF!; 187: #REF!; 188: #REF!; 189: #REF!; 190: #REF!; 191: #REF!; 192: #REF!; 193: #REF!; 194: #REF!; 195: #REF!; 196: #REF!; 197: #REF!; 198: #REF!; 199: #REF!; 200: #REF!; 201: #REF!; 202: #REF!; 203: #REF!; 204: #REF!; 205: #REF!; 206: #REF!; 207: #REF!; 208: #REF!; 209: #REF!; 210: #REF!; 211: #REF!; 212: #REF!; 213: #REF!; 214: #REF!; 215: #REF!; 216: #REF!
163 | #REF! | 163: #REF!; 164: #REF!; 165: #REF!; 166: #REF!; 167: #REF!; 168: #REF!; 169: #REF!; 170: #REF!; 171: #REF!; 172: #REF!; 173: #REF!; 174: #REF!; 175: #REF!; 176: #REF!; 177: #REF!; 178: #REF!; 179: #REF!; 180: #REF!; 181: #REF!; 182: #REF!; 183: #REF!; 184: #REF!; 185: #REF!; 186: #REF!; 187: #REF!; 188: #REF!; 189: #REF!; 190: #REF!; 191: #REF!; 192: #REF!; 193: #REF!; 194: #REF!; 195: #REF!; 196: #REF!; 197: #REF!; 198: #REF!; 199: #REF!; 200: #REF!; 201: #REF!; 202: #REF!; 203: #REF!; 204: #REF!; 205: #REF!; 206: #REF!; 207: #REF!; 208: #REF!; 209: #REF!; 210: #REF!; 211: #REF!; 212: #REF!; 213: #REF!; 214: #REF!; 215: #REF!; 216: #REF!
164 | #REF! | 164: #REF!; 165: #REF!; 166: #REF!; 167: #REF!; 168: #REF!; 169: #REF!; 170: #REF!; 171: #REF!; 172: #REF!; 173: #REF!; 174: #REF!; 175: #REF!; 176: #REF!; 177: #REF!; 178: #REF!; 179: #REF!; 180: #REF!; 181: #REF!; 182: #REF!; 183: #REF!; 184: #REF!; 185: #REF!; 186: #REF!; 187: #REF!; 188: #REF!; 189: #REF!; 190: #REF!; 191: #REF!; 192: #REF!; 193: #REF!; 194: #REF!; 195: #REF!; 196: #REF!; 197: #REF!; 198: #REF!; 199: #REF!; 200: #REF!; 201: #REF!; 202: #REF!; 203: #REF!; 204: #REF!; 205: #REF!; 206: #REF!; 207: #REF!; 208: #REF!; 209: #REF!; 210: #REF!; 211: #REF!; 212: #REF!; 213: #REF!; 214: #REF!; 215: #REF!; 216: #REF!
165 | #REF! | 165: #REF!; 166: #REF!; 167: #REF!; 168: #REF!; 169: #REF!; 170: #REF!; 171: #REF!; 172: #REF!; 173: #REF!; 174: #REF!; 175: #REF!; 176: #REF!; 177: #REF!; 178: #REF!; 179: #REF!; 180: #REF!; 181: #REF!; 182: #REF!; 183: #REF!; 184: #REF!; 185: #REF!; 186: #REF!; 187: #REF!; 188: #REF!; 189: #REF!; 190: #REF!; 191: #REF!; 192: #REF!; 193: #REF!; 194: #REF!; 195: #REF!; 196: #REF!; 197: #REF!; 198: #REF!; 199: #REF!; 200: #REF!; 201: #REF!; 202: #REF!; 203: #REF!; 204: #REF!; 205: #REF!; 206: #REF!; 207: #REF!; 208: #REF!; 209: #REF!; 210: #REF!; 211: #REF!; 212: #REF!; 213: #REF!; 214: #REF!; 215: #REF!; 216: #REF!
166 | #REF! | 166: #REF!; 167: #REF!; 168: #REF!; 169: #REF!; 170: #REF!; 171: #REF!; 172: #REF!; 173: #REF!; 174: #REF!; 175: #REF!; 176: #REF!; 177: #REF!; 178: #REF!; 179: #REF!; 180: #REF!; 181: #REF!; 182: #REF!; 183: #REF!; 184: #REF!; 185: #REF!; 186: #REF!; 187: #REF!; 188: #REF!; 189: #REF!; 190: #REF!; 191: #REF!; 192: #REF!; 193: #REF!; 194: #REF!; 195: #REF!; 196: #REF!; 197: #REF!; 198: #REF!; 199: #REF!; 200: #REF!; 201: #REF!; 202: #REF!; 203: #REF!; 204: #REF!; 205: #REF!; 206: #REF!; 207: #REF!; 208: #REF!; 209: #REF!; 210: #REF!; 211: #REF!; 212: #REF!; 213: #REF!; 214: #REF!; 215: #REF!; 216: #REF!
167 | #REF! | 167: #REF!; 168: #REF!; 169: #REF!; 170: #REF!; 171: #REF!; 172: #REF!; 173: #REF!; 174: #REF!; 175: #REF!; 176: #REF!; 177: #REF!; 178: #REF!; 179: #REF!; 180: #REF!; 181: #REF!; 182: #REF!; 183: #REF!; 184: #REF!; 185: #REF!; 186: #REF!; 187: #REF!; 188: #REF!; 189: #REF!; 190: #REF!; 191: #REF!; 192: #REF!; 193: #REF!; 194: #REF!; 195: #REF!; 196: #REF!; 197: #REF!; 198: #REF!; 199: #REF!; 200: #REF!; 201: #REF!; 202: #REF!; 203: #REF!; 204: #REF!; 205: #REF!; 206: #REF!; 207: #REF!; 208: #REF!; 209: #REF!; 210: #REF!; 211: #REF!; 212: #REF!; 213: #REF!; 214: #REF!; 215: #REF!; 216: #REF!
168 | #REF! | 168: #REF!; 169: #REF!; 170: #REF!; 171: #REF!; 172: #REF!; 173: #REF!; 174: #REF!; 175: #REF!; 176: #REF!; 177: #REF!; 178: #REF!; 179: #REF!; 180: #REF!; 181: #REF!; 182: #REF!; 183: #REF!; 184: #REF!; 185: #REF!; 186: #REF!; 187: #REF!; 188: #REF!; 189: #REF!; 190: #REF!; 191: #REF!; 192: #REF!; 193: #REF!; 194: #REF!; 195: #REF!; 196: #REF!; 197: #REF!; 198: #REF!; 199: #REF!; 200: #REF!; 201: #REF!; 202: #REF!; 203: #REF!; 204: #REF!; 205: #REF!; 206: #REF!; 207: #REF!; 208: #REF!; 209: #REF!; 210: #REF!; 211: #REF!; 212: #REF!; 213: #REF!; 214: #REF!; 215: #REF!; 216: #REF!
169 | #REF! | 169: #REF!; 170: #REF!; 171: #REF!; 172: #REF!; 173: #REF!; 174: #REF!; 175: #REF!; 176: #REF!; 177: #REF!; 178: #REF!; 179: #REF!; 180: #REF!; 181: #REF!; 182: #REF!; 183: #REF!; 184: #REF!; 185: #REF!; 186: #REF!; 187: #REF!; 188: #REF!; 189: #REF!; 190: #REF!; 191: #REF!; 192: #REF!; 193: #REF!; 194: #REF!; 195: #REF!; 196: #REF!; 197: #REF!; 198: #REF!; 199: #REF!; 200: #REF!; 201: #REF!; 202: #REF!; 203: #REF!; 204: #REF!; 205: #REF!; 206: #REF!; 207: #REF!; 208: #REF!; 209: #REF!; 210: #REF!; 211: #REF!; 212: #REF!; 213: #REF!; 214: #REF!; 215: #REF!; 216: #REF!
170 | #REF! | 170: #REF!; 171: #REF!; 172: #REF!; 173: #REF!; 174: #REF!; 175: #REF!; 176: #REF!; 177: #REF!; 178: #REF!; 179: #REF!; 180: #REF!; 181: #REF!; 182: #REF!; 183: #REF!; 184: #REF!; 185: #REF!; 186: #REF!; 187: #REF!; 188: #REF!; 189: #REF!; 190: #REF!; 191: #REF!; 192: #REF!; 193: #REF!; 194: #REF!; 195: #REF!; 196: #REF!; 197: #REF!; 198: #REF!; 199: #REF!; 200: #REF!; 201: #REF!; 202: #REF!; 203: #REF!; 204: #REF!; 205: #REF!; 206: #REF!; 207: #REF!; 208: #REF!; 209: #REF!; 210: #REF!; 211: #REF!; 212: #REF!; 213: #REF!; 214: #REF!; 215: #REF!; 216: #REF!
171 | #REF! | 171: #REF!; 172: #REF!; 173: #REF!; 174: #REF!; 175: #REF!; 176: #REF!; 177: #REF!; 178: #REF!; 179: #REF!; 180: #REF!; 181: #REF!; 182: #REF!; 183: #REF!; 184: #REF!; 185: #REF!; 186: #REF!; 187: #REF!; 188: #REF!; 189: #REF!; 190: #REF!; 191: #REF!; 192: #REF!; 193: #REF!; 194: #REF!; 195: #REF!; 196: #REF!; 197: #REF!; 198: #REF!; 199: #REF!; 200: #REF!; 201: #REF!; 202: #REF!; 203: #REF!; 204: #REF!; 205: #REF!; 206: #REF!; 207: #REF!; 208: #REF!; 209: #REF!; 210: #REF!; 211: #REF!; 212: #REF!; 213: #REF!; 214: #REF!; 215: #REF!; 216: #REF!
172 | #REF! | 172: #REF!; 173: #REF!; 174: #REF!; 175: #REF!; 176: #REF!; 177: #REF!; 178: #REF!; 179: #REF!; 180: #REF!; 181: #REF!; 182: #REF!; 183: #REF!; 184: #REF!; 185: #REF!; 186: #REF!; 187: #REF!; 188: #REF!; 189: #REF!; 190: #REF!; 191: #REF!; 192: #REF!; 193: #REF!; 194: #REF!; 195: #REF!; 196: #REF!; 197: #REF!; 198: #REF!; 199: #REF!; 200: #REF!; 201: #REF!; 202: #REF!; 203: #REF!; 204: #REF!; 205: #REF!; 206: #REF!; 207: #REF!; 208: #REF!; 209: #REF!; 210: #REF!; 211: #REF!; 212: #REF!; 213: #REF!; 214: #REF!; 215: #REF!; 216: #REF!
173 | #REF! | 173: #REF!; 174: #REF!; 175: #REF!; 176: #REF!; 177: #REF!; 178: #REF!; 179: #REF!; 180: #REF!; 181: #REF!; 182: #REF!; 183: #REF!; 184: #REF!; 185: #REF!; 186: #REF!; 187: #REF!; 188: #REF!; 189: #REF!; 190: #REF!; 191: #REF!; 192: #REF!; 193: #REF!; 194: #REF!; 195: #REF!; 196: #REF!; 197: #REF!; 198: #REF!; 199: #REF!; 200: #REF!; 201: #REF!; 202: #REF!; 203: #REF!; 204: #REF!; 205: #REF!; 206: #REF!; 207: #REF!; 208: #REF!; 209: #REF!; 210: #REF!; 211: #REF!; 212: #REF!; 213: #REF!; 214: #REF!; 215: #REF!; 216: #REF!
174 | #REF! | 174: #REF!; 175: #REF!; 176: #REF!; 177: #REF!; 178: #REF!; 179: #REF!; 180: #REF!; 181: #REF!; 182: #REF!; 183: #REF!; 184: #REF!; 185: #REF!; 186: #REF!; 187: #REF!; 188: #REF!; 189: #REF!; 190: #REF!; 191: #REF!; 192: #REF!; 193: #REF!; 194: #REF!; 195: #REF!; 196: #REF!; 197: #REF!; 198: #REF!; 199: #REF!; 200: #REF!; 201: #REF!; 202: #REF!; 203: #REF!; 204: #REF!; 205: #REF!; 206: #REF!; 207: #REF!; 208: #REF!; 209: #REF!; 210: #REF!; 211: #REF!; 212: #REF!; 213: #REF!; 214: #REF!; 215: #REF!; 216: #REF!
175 | #REF! | 175: #REF!; 176: #REF!; 177: #REF!; 178: #REF!; 179: #REF!; 180: #REF!; 181: #REF!; 182: #REF!; 183: #REF!; 184: #REF!; 185: #REF!; 186: #REF!; 187: #REF!; 188: #REF!; 189: #REF!; 190: #REF!; 191: #REF!; 192: #REF!; 193: #REF!; 194: #REF!; 195: #REF!; 196: #REF!; 197: #REF!; 198: #REF!; 199: #REF!; 200: #REF!; 201: #REF!; 202: #REF!; 203: #REF!; 204: #REF!; 205: #REF!; 206: #REF!; 207: #REF!; 208: #REF!; 209: #REF!; 210: #REF!; 211: #REF!; 212: #REF!; 213: #REF!; 214: #REF!; 215: #REF!; 216: #REF!
176 | #REF! | 176: #REF!; 177: #REF!; 178: #REF!; 179: #REF!; 180: #REF!; 181: #REF!; 182: #REF!; 183: #REF!; 184: #REF!; 185: #REF!; 186: #REF!; 187: #REF!; 188: #REF!; 189: #REF!; 190: #REF!; 191: #REF!; 192: #REF!; 193: #REF!; 194: #REF!; 195: #REF!; 196: #REF!; 197: #REF!; 198: #REF!; 199: #REF!; 200: #REF!; 201: #REF!; 202: #REF!; 203: #REF!; 204: #REF!; 205: #REF!; 206: #REF!; 207: #REF!; 208: #REF!; 209: #REF!; 210: #REF!; 211: #REF!; 212: #REF!; 213: #REF!; 214: #REF!; 215: #REF!; 216: #REF!
177 | #REF! | 177: #REF!; 178: #REF!; 179: #REF!; 180: #REF!; 181: #REF!; 182: #REF!; 183: #REF!; 184: #REF!; 185: #REF!; 186: #REF!; 187: #REF!; 188: #REF!; 189: #REF!; 190: #REF!; 191: #REF!; 192: #REF!; 193: #REF!; 194: #REF!; 195: #REF!; 196: #REF!; 197: #REF!; 198: #REF!; 199: #REF!; 200: #REF!; 201: #REF!; 202: #REF!; 203: #REF!; 204: #REF!; 205: #REF!; 206: #REF!; 207: #REF!; 208: #REF!; 209: #REF!; 210: #REF!; 211: #REF!; 212: #REF!; 213: #REF!; 214: #REF!; 215: #REF!; 216: #REF!
178 | #REF! | 178: #REF!; 179: #REF!; 180: #REF!; 181: #REF!; 182: #REF!; 183: #REF!; 184: #REF!; 185: #REF!; 186: #REF!; 187: #REF!; 188: #REF!; 189: #REF!; 190: #REF!; 191: #REF!; 192: #REF!; 193: #REF!; 194: #REF!; 195: #REF!; 196: #REF!; 197: #REF!; 198: #REF!; 199: #REF!; 200: #REF!; 201: #REF!; 202: #REF!; 203: #REF!; 204: #REF!; 205: #REF!; 206: #REF!; 207: #REF!; 208: #REF!; 209: #REF!; 210: #REF!; 211: #REF!; 212: #REF!; 213: #REF!; 214: #REF!; 215: #REF!; 216: #REF!
179 | #REF! | 179: #REF!; 180: #REF!; 181: #REF!; 182: #REF!; 183: #REF!; 184: #REF!; 185: #REF!; 186: #REF!; 187: #REF!; 188: #REF!; 189: #REF!; 190: #REF!; 191: #REF!; 192: #REF!; 193: #REF!; 194: #REF!; 195: #REF!; 196: #REF!; 197: #REF!; 198: #REF!; 199: #REF!; 200: #REF!; 201: #REF!; 202: #REF!; 203: #REF!; 204: #REF!; 205: #REF!; 206: #REF!; 207: #REF!; 208: #REF!; 209: #REF!; 210: #REF!; 211: #REF!; 212: #REF!; 213: #REF!; 214: #REF!; 215: #REF!; 216: #REF!
180 | #REF! | 180: #REF!; 181: #REF!; 182: #REF!; 183: #REF!; 184: #REF!; 185: #REF!; 186: #REF!; 187: #REF!; 188: #REF!; 189: #REF!; 190: #REF!; 191: #REF!; 192: #REF!; 193: #REF!; 194: #REF!; 195: #REF!; 196: #REF!; 197: #REF!; 198: #REF!; 199: #REF!; 200: #REF!; 201: #REF!; 202: #REF!; 203: #REF!; 204: #REF!; 205: #REF!; 206: #REF!; 207: #REF!; 208: #REF!; 209: #REF!; 210: #REF!; 211: #REF!; 212: #REF!; 213: #REF!; 214: #REF!; 215: #REF!; 216: #REF!
181 | #REF! | 181: #REF!; 182: #REF!; 183: #REF!; 184: #REF!; 185: #REF!; 186: #REF!; 187: #REF!; 188: #REF!; 189: #REF!; 190: #REF!; 191: #REF!; 192: #REF!; 193: #REF!; 194: #REF!; 195: #REF!; 196: #REF!; 197: #REF!; 198: #REF!; 199: #REF!; 200: #REF!; 201: #REF!; 202: #REF!; 203: #REF!; 204: #REF!; 205: #REF!; 206: #REF!; 207: #REF!; 208: #REF!; 209: #REF!; 210: #REF!; 211: #REF!; 212: #REF!; 213: #REF!; 214: #REF!; 215: #REF!; 216: #REF!
182 | #REF! | 182: #REF!; 183: #REF!; 184: #REF!; 185: #REF!; 186: #REF!; 187: #REF!; 188: #REF!; 189: #REF!; 190: #REF!; 191: #REF!; 192: #REF!; 193: #REF!; 194: #REF!; 195: #REF!; 196: #REF!; 197: #REF!; 198: #REF!; 199: #REF!; 200: #REF!; 201: #REF!; 202: #REF!; 203: #REF!; 204: #REF!; 205: #REF!; 206: #REF!; 207: #REF!; 208: #REF!; 209: #REF!; 210: #REF!; 211: #REF!; 212: #REF!; 213: #REF!; 214: #REF!; 215: #REF!; 216: #REF!
183 | #REF! | 183: #REF!; 184: #REF!; 185: #REF!; 186: #REF!; 187: #REF!; 188: #REF!; 189: #REF!; 190: #REF!; 191: #REF!; 192: #REF!; 193: #REF!; 194: #REF!; 195: #REF!; 196: #REF!; 197: #REF!; 198: #REF!; 199: #REF!; 200: #REF!; 201: #REF!; 202: #REF!; 203: #REF!; 204: #REF!; 205: #REF!; 206: #REF!; 207: #REF!; 208: #REF!; 209: #REF!; 210: #REF!; 211: #REF!; 212: #REF!; 213: #REF!; 214: #REF!; 215: #REF!; 216: #REF!
184 | #REF! | 184: #REF!; 185: #REF!; 186: #REF!; 187: #REF!; 188: #REF!; 189: #REF!; 190: #REF!; 191: #REF!; 192: #REF!; 193: #REF!; 194: #REF!; 195: #REF!; 196: #REF!; 197: #REF!; 198: #REF!; 199: #REF!; 200: #REF!; 201: #REF!; 202: #REF!; 203: #REF!; 204: #REF!; 205: #REF!; 206: #REF!; 207: #REF!; 208: #REF!; 209: #REF!; 210: #REF!; 211: #REF!; 212: #REF!; 213: #REF!; 214: #REF!; 215: #REF!; 216: #REF!
185 | #REF! | 185: #REF!; 186: #REF!; 187: #REF!; 188: #REF!; 189: #REF!; 190: #REF!; 191: #REF!; 192: #REF!; 193: #REF!; 194: #REF!; 195: #REF!; 196: #REF!; 197: #REF!; 198: #REF!; 199: #REF!; 200: #REF!; 201: #REF!; 202: #REF!; 203: #REF!; 204: #REF!; 205: #REF!; 206: #REF!; 207: #REF!; 208: #REF!; 209: #REF!; 210: #REF!; 211: #REF!; 212: #REF!; 213: #REF!; 214: #REF!; 215: #REF!; 216: #REF!
186 | #REF! | 186: #REF!; 187: #REF!; 188: #REF!; 189: #REF!; 190: #REF!; 191: #REF!; 192: #REF!; 193: #REF!; 194: #REF!; 195: #REF!; 196: #REF!; 197: #REF!; 198: #REF!; 199: #REF!; 200: #REF!; 201: #REF!; 202: #REF!; 203: #REF!; 204: #REF!; 205: #REF!; 206: #REF!; 207: #REF!; 208: #REF!; 209: #REF!; 210: #REF!; 211: #REF!; 212: #REF!; 213: #REF!; 214: #REF!; 215: #REF!; 216: #REF!
187 | #REF! | 187: #REF!; 188: #REF!; 189: #REF!; 190: #REF!; 191: #REF!; 192: #REF!; 193: #REF!; 194: #REF!; 195: #REF!; 196: #REF!; 197: #REF!; 198: #REF!; 199: #REF!; 200: #REF!; 201: #REF!; 202: #REF!; 203: #REF!; 204: #REF!; 205: #REF!; 206: #REF!; 207: #REF!; 208: #REF!; 209: #REF!; 210: #REF!; 211: #REF!; 212: #REF!; 213: #REF!; 214: #REF!; 215: #REF!; 216: #REF!
188 | #REF! | 188: #REF!; 189: #REF!; 190: #REF!; 191: #REF!; 192: #REF!; 193: #REF!; 194: #REF!; 195: #REF!; 196: #REF!; 197: #REF!; 198: #REF!; 199: #REF!; 200: #REF!; 201: #REF!; 202: #REF!; 203: #REF!; 204: #REF!; 205: #REF!; 206: #REF!; 207: #REF!; 208: #REF!; 209: #REF!; 210: #REF!; 211: #REF!; 212: #REF!; 213: #REF!; 214: #REF!; 215: #REF!; 216: #REF!
189 | #REF! | 189: #REF!; 190: #REF!; 191: #REF!; 192: #REF!; 193: #REF!; 194: #REF!; 195: #REF!; 196: #REF!; 197: #REF!; 198: #REF!; 199: #REF!; 200: #REF!; 201: #REF!; 202: #REF!; 203: #REF!; 204: #REF!; 205: #REF!; 206: #REF!; 207: #REF!; 208: #REF!; 209: #REF!; 210: #REF!; 211: #REF!; 212: #REF!; 213: #REF!; 214: #REF!; 215: #REF!; 216: #REF!
190 | #REF! | 190: #REF!; 191: #REF!; 192: #REF!; 193: #REF!; 194: #REF!; 195: #REF!; 196: #REF!; 197: #REF!; 198: #REF!; 199: #REF!; 200: #REF!; 201: #REF!; 202: #REF!; 203: #REF!; 204: #REF!; 205: #REF!; 206: #REF!; 207: #REF!; 208: #REF!; 209: #REF!; 210: #REF!; 211: #REF!; 212: #REF!; 213: #REF!; 214: #REF!; 215: #REF!; 216: #REF!
191 | #REF! | 191: #REF!; 192: #REF!; 193: #REF!; 194: #REF!; 195: #REF!; 196: #REF!; 197: #REF!; 198: #REF!; 199: #REF!; 200: #REF!; 201: #REF!; 202: #REF!; 203: #REF!; 204: #REF!; 205: #REF!; 206: #REF!; 207: #REF!; 208: #REF!; 209: #REF!; 210: #REF!; 211: #REF!; 212: #REF!; 213: #REF!; 214: #REF!; 215: #REF!; 216: #REF!
192 | #REF! | 192: #REF!; 193: #REF!; 194: #REF!; 195: #REF!; 196: #REF!; 197: #REF!; 198: #REF!; 199: #REF!; 200: #REF!; 201: #REF!; 202: #REF!; 203: #REF!; 204: #REF!; 205: #REF!; 206: #REF!; 207: #REF!; 208: #REF!; 209: #REF!; 210: #REF!; 211: #REF!; 212: #REF!; 213: #REF!; 214: #REF!; 215: #REF!; 216: #REF!
193 | #REF! | 193: #REF!; 194: #REF!; 195: #REF!; 196: #REF!; 197: #REF!; 198: #REF!; 199: #REF!; 200: #REF!; 201: #REF!; 202: #REF!; 203: #REF!; 204: #REF!; 205: #REF!; 206: #REF!; 207: #REF!; 208: #REF!; 209: #REF!; 210: #REF!; 211: #REF!; 212: #REF!; 213: #REF!; 214: #REF!; 215: #REF!; 216: #REF!
194 | #REF! | 194: #REF!; 195: #REF!; 196: #REF!; 197: #REF!; 198: #REF!; 199: #REF!; 200: #REF!; 201: #REF!; 202: #REF!; 203: #REF!; 204: #REF!; 205: #REF!; 206: #REF!; 207: #REF!; 208: #REF!; 209: #REF!; 210: #REF!; 211: #REF!; 212: #REF!; 213: #REF!; 214: #REF!; 215: #REF!; 216: #REF!
195 | #REF! | 195: #REF!; 196: #REF!; 197: #REF!; 198: #REF!; 199: #REF!; 200: #REF!; 201: #REF!; 202: #REF!; 203: #REF!; 204: #REF!; 205: #REF!; 206: #REF!; 207: #REF!; 208: #REF!; 209: #REF!; 210: #REF!; 211: #REF!; 212: #REF!; 213: #REF!; 214: #REF!; 215: #REF!; 216: #REF!
196 | #REF! | 196: #REF!; 197: #REF!; 198: #REF!; 199: #REF!; 200: #REF!; 201: #REF!; 202: #REF!; 203: #REF!; 204: #REF!; 205: #REF!; 206: #REF!; 207: #REF!; 208: #REF!; 209: #REF!; 210: #REF!; 211: #REF!; 212: #REF!; 213: #REF!; 214: #REF!; 215: #REF!; 216: #REF!
197 | #REF! | 197: #REF!; 198: #REF!; 199: #REF!; 200: #REF!; 201: #REF!; 202: #REF!; 203: #REF!; 204: #REF!; 205: #REF!; 206: #REF!; 207: #REF!; 208: #REF!; 209: #REF!; 210: #REF!; 211: #REF!; 212: #REF!; 213: #REF!; 214: #REF!; 215: #REF!; 216: #REF!
198 | #REF! | 198: #REF!; 199: #REF!; 200: #REF!; 201: #REF!; 202: #REF!; 203: #REF!; 204: #REF!; 205: #REF!; 206: #REF!; 207: #REF!; 208: #REF!; 209: #REF!; 210: #REF!; 211: #REF!; 212: #REF!; 213: #REF!; 214: #REF!; 215: #REF!; 216: #REF!
199 | #REF! | 199: #REF!; 200: #REF!; 201: #REF!; 202: #REF!; 203: #REF!; 204: #REF!; 205: #REF!; 206: #REF!; 207: #REF!; 208: #REF!; 209: #REF!; 210: #REF!; 211: #REF!; 212: #REF!; 213: #REF!; 214: #REF!; 215: #REF!; 216: #REF!
200 | #REF! | 200: #REF!; 201: #REF!; 202: #REF!; 203: #REF!; 204: #REF!; 205: #REF!; 206: #REF!; 207: #REF!; 208: #REF!; 209: #REF!; 210: #REF!; 211: #REF!; 212: #REF!; 213: #REF!; 214: #REF!; 215: #REF!; 216: #REF!
201 | #REF! | 201: #REF!; 202: #REF!; 203: #REF!; 204: #REF!; 205: #REF!; 206: #REF!; 207: #REF!; 208: #REF!; 209: #REF!; 210: #REF!; 211: #REF!; 212: #REF!; 213: #REF!; 214: #REF!; 215: #REF!; 216: #REF!
202 | #REF! | 202: #REF!; 203: #REF!; 204: #REF!; 205: #REF!; 206: #REF!; 207: #REF!; 208: #REF!; 209: #REF!; 210: #REF!; 211: #REF!; 212: #REF!; 213: #REF!; 214: #REF!; 215: #REF!; 216: #REF!
203 | #REF! | 203: #REF!; 204: #REF!; 205: #REF!; 206: #REF!; 207: #REF!; 208: #REF!; 209: #REF!; 210: #REF!; 211: #REF!; 212: #REF!; 213: #REF!; 214: #REF!; 215: #REF!; 216: #REF!
204 | #REF! | 204: #REF!; 205: #REF!; 206: #REF!; 207: #REF!; 208: #REF!; 209: #REF!; 210: #REF!; 211: #REF!; 212: #REF!; 213: #REF!; 214: #REF!; 215: #REF!; 216: #REF!
205 | #REF! | 205: #REF!; 206: #REF!; 207: #REF!; 208: #REF!; 209: #REF!; 210: #REF!; 211: #REF!; 212: #REF!; 213: #REF!; 214: #REF!; 215: #REF!; 216: #REF!
206 | #REF! | 206: #REF!; 207: #REF!; 208: #REF!; 209: #REF!; 210: #REF!; 211: #REF!; 212: #REF!; 213: #REF!; 214: #REF!; 215: #REF!; 216: #REF!
207 | #REF! | 207: #REF!; 208: #REF!; 209: #REF!; 210: #REF!; 211: #REF!; 212: #REF!; 213: #REF!; 214: #REF!; 215: #REF!; 216: #REF!
208 | #REF! | 208: #REF!; 209: #REF!; 210: #REF!; 211: #REF!; 212: #REF!; 213: #REF!; 214: #REF!; 215: #REF!; 216: #REF!
209 | #REF! | 209: #REF!; 210: #REF!; 211: #REF!; 212: #REF!; 213: #REF!; 214: #REF!; 215: #REF!; 216: #REF!
210 | #REF! | 210: #REF!; 211: #REF!; 212: #REF!; 213: #REF!; 214: #REF!; 215: #REF!; 216: #REF!
211 | #REF! | 211: #REF!; 212: #REF!; 213: #REF!; 214: #REF!; 215: #REF!; 216: #REF!
212 | #REF! | 212: #REF!; 213: #REF!; 214: #REF!; 215: #REF!; 216: #REF!
213 | #REF! | 213: #REF!; 214: #REF!; 215: #REF!; 216: #REF!
214 | #REF! | 214: #REF!; 215: #REF!; 216: #REF!
215 | #REF! | 215: #REF!; 216: #REF!
216 | #REF! | 216: #REF!

## CMM2 - FINAN (hidden)
MÊS | DESEMBOLSO | JUROS INCORRIDOS | PARCELA | AMORTIZAÇÃO | SALDO DEVEDOR
1 | 0 | 0 | 0 | 0 | 0
2 | 0 | 0 | 0 | 0 | 0
3 | 0 | 0 | 0 | 0 | 0
4 | 0 | 0 | 0 | 0 | 0
5 | 0 | 0 | 0 | 0 | 0
6 | 0 | 0 | 0 | 0 | 0
7 | #REF! | 0 | 0 | 0 | #REF!
8 | #REF! | #REF! | #REF! | #REF! | #REF!
9 | #REF! | #REF! | #REF! | #REF! | #REF!
10 | #REF! | #REF! | #REF! | #REF! | #REF!
11 | #REF! | #REF! | #REF! | #REF! | #REF!
12 | #REF! | #REF! | #REF! | #REF! | #REF!
13 | #REF! | #REF! | #REF! | #REF! | #REF!
14 | #REF! | #REF! | #REF! | #REF! | #REF!
15 | #REF! | #REF! | #REF! | #REF! | #REF!
16 | #REF! | #REF! | #REF! | #REF! | #REF!
17 | #REF! | #REF! | #REF! | #REF! | #REF!
18 | #REF! | #REF! | #REF! | #REF! | #REF!
19 | #REF! | #REF! | #REF! | #REF! | #REF!
20 | #REF! | #REF! | #REF! | #REF! | #REF!
21 | #REF! | #REF! | #REF! | #REF! | #REF!
22 | #REF! | #REF! | #REF! | #REF! | #REF!
23 | #REF! | #REF! | #REF! | #REF! | #REF!
24 | #REF! | #REF! | #REF! | #REF! | #REF!
25 | 0 | #REF! | 30.2363 | #REF! | #REF!
26 | 0 | #REF! | 30.2363 | #REF! | #REF!
27 | 0 | #REF! | 30.2363 | #REF! | #REF!
28 | 0 | #REF! | 30.2363 | #REF! | #REF!
29 | 0 | #REF! | 30.2363 | #REF! | #REF!
30 | 0 | #REF! | 30.2363 | #REF! | #REF!
31 | 0 | #REF! | 30.2363 | #REF! | #REF!
32 | 0 | #REF! | 30.2363 | #REF! | #REF!
33 | 0 | #REF! | 30.2363 | #REF! | #REF!
34 | 0 | #REF! | 30.2363 | #REF! | #REF!
35 | 0 | #REF! | 30.2363 | #REF! | #REF!
36 | 0 | #REF! | 30.2363 | #REF! | #REF!
37 | 0 | #REF! | 30.2363 | #REF! | #REF!
38 | 0 | #REF! | 30.2363 | #REF! | #REF!
39 | 0 | #REF! | 30.2363 | #REF! | #REF!
40 | 0 | #REF! | 30.2363 | #REF! | #REF!
41 | 0 | #REF! | 30.2363 | #REF! | #REF!
42 | 0 | #REF! | 30.2363 | #REF! | #REF!
43 | 0 | #REF! | 30.2363 | #REF! | #REF!
44 | 0 | #REF! | 30.2363 | #REF! | #REF!
45 | 0 | #REF! | 30.2363 | #REF! | #REF!
46 | 0 | #REF! | 30.2363 | #REF! | #REF!
47 | 0 | #REF! | 30.2363 | #REF! | #REF!
48 | 0 | #REF! | 30.2363 | #REF! | #REF!
49 | 0 | #REF! | 30.2363 | #REF! | #REF!
50 | 0 | #REF! | 30.2363 | #REF! | #REF!
51 | 0 | #REF! | 30.2363 | #REF! | #REF!
52 | 0 | #REF! | 30.2363 | #REF! | #REF!
53 | 0 | #REF! | 30.2363 | #REF! | #REF!
54 | 0 | #REF! | 30.2363 | #REF! | #REF!
55 | 0 | #REF! | 30.2363 | #REF! | #REF!
56 | 0 | #REF! | 30.2363 | #REF! | #REF!
57 | 0 | #REF! | 30.2363 | #REF! | #REF!
58 | 0 | #REF! | 30.2363 | #REF! | #REF!
59 | 0 | #REF! | 30.2363 | #REF! | #REF!
60 | 0 | #REF! | 30.2363 | #REF! | #REF!
61 | 0 | #REF! | 30.2363 | #REF! | #REF!
62 | 0 | #REF! | 30.2363 | #REF! | #REF!
63 | 0 | #REF! | 30.2363 | #REF! | #REF!
64 | 0 | #REF! | 30.2363 | #REF! | #REF!
65 | 0 | #REF! | 30.2363 | #REF! | #REF!
66 | 0 | #REF! | 30.2363 | #REF! | #REF!
67 | 0 | #REF! | 30.2363 | #REF! | #REF!
68 | 0 | #REF! | 30.2363 | #REF! | #REF!
69 | 0 | #REF! | 30.2363 | #REF! | #REF!
70 | 0 | #REF! | 30.2363 | #REF! | #REF!
71 | 0 | #REF! | 30.2363 | #REF! | #REF!
72 | 0 | #REF! | 30.2363 | #REF! | #REF!
73 | 0 | #REF! | 30.2363 | #REF! | #REF!
74 | 0 | #REF! | 30.2363 | #REF! | #REF!
75 | 0 | #REF! | 30.2363 | #REF! | #REF!
76 | 0 | #REF! | 30.2363 | #REF! | #REF!
77 | 0 | #REF! | 30.2363 | #REF! | #REF!
78 | 0 | #REF! | 30.2363 | #REF! | #REF!
79 | 0 | #REF! | 30.2363 | #REF! | #REF!
80 | 0 | #REF! | 30.2363 | #REF! | #REF!
81 | 0 | #REF! | 30.2363 | #REF! | #REF!
82 | 0 | #REF! | 30.2363 | #REF! | #REF!
83 | 0 | #REF! | 30.2363 | #REF! | #REF!
84 | 0 | #REF! | 30.2363 | #REF! | #REF!
85 | 0 | #REF! | 30.2363 | #REF! | #REF!
86 | 0 | #REF! | 30.2363 | #REF! | #REF!
87 | 0 | #REF! | 30.2363 | #REF! | #REF!
88 | 0 | #REF! | 30.2363 | #REF! | #REF!
89 | 0 | #REF! | 30.2363 | #REF! | #REF!
90 | 0 | #REF! | 30.2363 | #REF! | #REF!
91 | 0 | #REF! | 30.2363 | #REF! | #REF!
92 | 0 | #REF! | 30.2363 | #REF! | #REF!
93 | 0 | #REF! | 30.2363 | #REF! | #REF!
94 | 0 | #REF! | 30.2363 | #REF! | #REF!
95 | 0 | #REF! | 30.2363 | #REF! | #REF!
96 | 0 | #REF! | 30.2363 | #REF! | #REF!
97 | 0 | #REF! | 30.2363 | #REF! | #REF!
98 | 0 | #REF! | 30.2363 | #REF! | #REF!
99 | 0 | #REF! | 30.2363 | #REF! | #REF!
100 | 0 | #REF! | 30.2363 | #REF! | #REF!
101 | 0 | #REF! | 30.2363 | #REF! | #REF!
102 | 0 | #REF! | 30.2363 | #REF! | #REF!
103 | 0 | #REF! | 30.2363 | #REF! | #REF!
104 | 0 | #REF! | 30.2363 | #REF! | #REF!
105 | 0 | #REF! | 30.2363 | #REF! | #REF!
106 | 0 | #REF! | 30.2363 | #REF! | #REF!
107 | 0 | #REF! | 30.2363 | #REF! | #REF!
108 | 0 | #REF! | 30.2363 | #REF! | #REF!
109 | 0 | #REF! | 30.2363 | #REF! | #REF!
110 | 0 | #REF! | 30.2363 | #REF! | #REF!
111 | 0 | #REF! | 30.2363 | #REF! | #REF!
112 | 0 | #REF! | 30.2363 | #REF! | #REF!
113 | 0 | #REF! | 30.2363 | #REF! | #REF!
114 | 0 | #REF! | 30.2363 | #REF! | #REF!
115 | 0 | #REF! | 30.2363 | #REF! | #REF!
116 | 0 | #REF! | 30.2363 | #REF! | #REF!
117 | 0 | #REF! | 30.2363 | #REF! | #REF!
118 | 0 | #REF! | 30.2363 | #REF! | #REF!
119 | 0 | #REF! | 30.2363 | #REF! | #REF!
120 | 0 | #REF! | 30.2363 | #REF! | #REF!
Projeto para Estruturação da PPP de Iluminação Pública de
FAZENDA RIO GRANDE/PR
FINANCIAMENTO

## CMM3 - AUX CALC (hidden)
Ano | 1 | 1 | 1 | 1 | 1 | 1 | 1 | 1 | 1 | 1 | 1 | 1 | 2 | 2 | 2 | 2 | 2 | 2 | 2 | 2 | 2 | 2 | 2 | 2 | 3 | 3 | 3 | 3 | 3 | 3 | 3 | 3 | 3 | 3 | 3 | 3 | 4 | 4 | 4 | 4 | 4 | 4 | 4 | 4 | 4 | 4 | 4 | 4 | 5 | 5 | 5 | 5 | 5 | 5 | 5 | 5 | 5 | 5 | 5 | 5 | 6 | 6 | 6 | 6 | 6 | 6 | 6 | 6 | 6 | 6 | 6 | 6 | 7 | 7 | 7 | 7 | 7 | 7 | 7 | 7 | 7 | 7 | 7 | 7 | 8 | 8 | 8 | 8 | 8 | 8 | 8 | 8 | 8 | 8 | 8 | 8 | 9 | 9 | 9 | 9 | 9 | 9 | 9 | 9 | 9 | 9 | 9 | 9 | 10 | 10 | 10 | 10 | 10 | 10 | 10 | 10 | 10 | 10 | 10 | 10 | 11 | 11 | 11 | 11 | 11 | 11 | 11 | 11 | 11 | 11 | 11 | 11 | 12 | 12 | 12 | 12 | 12 | 12 | 12 | 12 | 12 | 12 | 12 | 12 | 13 | 13 | 13 | 13 | 13 | 13 | 13 | 13 | 13 | 13 | 13 | 13 | 14 | 14 | 14 | 14 | 14 | 14 | 14 | 14 | 14 | 14 | 14 | 14 | 15 | 15 | 15 | 15 | 15 | 15 | 15 | 15 | 15 | 15 | 15 | 15 | 16 | 16 | 16 | 16 | 16 | 16 | 16 | 16 | 16 | 16 | 16 | 16 | 17 | 17 | 17 | 17 | 17 | 17 | 17 | 17 | 17 | 17 | 17 | 17 | 18 | 18 | 18 | 18 | 18 | 18 | 18 | 18 | 18 | 18 | 18 | 18
Mês | 1 | 2 | 3 | 4 | 5 | 6 | 7 | 8 | 9 | 10 | 11 | 12 | 13 | 14 | 15 | 16 | 17 | 18 | 19 | 20 | 21 | 22 | 23 | 24 | 25 | 26 | 27 | 28 | 29 | 30 | 31 | 32 | 33 | 34 | 35 | 36 | 37 | 38 | 39 | 40 | 41 | 42 | 43 | 44 | 45 | 46 | 47 | 48 | 49 | 50 | 51 | 52 | 53 | 54 | 55 | 56 | 57 | 58 | 59 | 60 | 61 | 62 | 63 | 64 | 65 | 66 | 67 | 68 | 69 | 70 | 71 | 72 | 73 | 74 | 75 | 76 | 77 | 78 | 79 | 80 | 81 | 82 | 83 | 84 | 85 | 86 | 87 | 88 | 89 | 90 | 91 | 92 | 93 | 94 | 95 | 96 | 97 | 98 | 99 | 100 | 101 | 102 | 103 | 104 | 105 | 106 | 107 | 108 | 109 | 110 | 111 | 112 | 113 | 114 | 115 | 116 | 117 | 118 | 119 | 120 | 121 | 122 | 123 | 124 | 125 | 126 | 127 | 128 | 129 | 130 | 131 | 132 | 133 | 134 | 135 | 136 | 137 | 138 | 139 | 140 | 141 | 142 | 143 | 144 | 145 | 146 | 147 | 148 | 149 | 150 | 151 | 152 | 153 | 154 | 155 | 156 | 157 | 158 | 159 | 160 | 161 | 162 | 163 | 164 | 165 | 166 | 167 | 168 | 169 | 170 | 171 | 172 | 173 | 174 | 175 | 176 | 177 | 178 | 179 | 180 | 181 | 182 | 183 | 184 | 185 | 186 | 187 | 188 | 189 | 190 | 191 | 192 | 193 | 194 | 195 | 196 | 197 | 198 | 199 | 200 | 201 | 202 | 203 | 204 | 205 | 206 | 207 | 208 | 209 | 210 | 211 | 212 | 213 | 214 | 215 | 216
Fase | Preliminar | Preliminar | Preliminar | Preliminar | Transição | Transição | Modernização | Modernização | Modernização | Modernização | Modernização | Modernização | Modernização | Modernização | Modernização | Modernização | Modernização | Modernização | Operação | Operação | Operação | Operação | Operação | Operação | Operação | Operação | Operação | Operação | Operação | Operação | Operação | Operação | Operação | Operação | Operação | Operação | Operação | Operação | Operação | Operação | Operação | Operação | Operação | Operação | Operação | Operação | Operação | Operação | Operação | Operação | Operação | Operação | Operação | Operação | Operação | Operação | Operação | Operação | Operação | Operação | Operação | Operação | Operação | Operação | Operação | Operação | Operação | Operação | Operação | Operação | Operação | Operação | Operação | Operação | Operação | Operação | Operação | Operação | Operação | Operação | Operação | Operação | Operação | Operação | Operação | Operação | Operação | Operação | Operação | Operação | Operação | Operação | Operação | Operação | Operação | Operação | Operação | Operação | Operação | Operação | Operação | Operação | Operação | Operação | Operação | Operação | Operação | Operação | Operação | Operação | Operação | Operação | Operação | Operação | Operação | Operação | Operação | Operação | Operação | Operação | Operação | Operação | Operação | Operação | Operação | Operação | Operação | Operação | Operação | Operação | Operação | Operação | Operação | Operação | Operação | Operação | Operação | Operação | Operação | Operação | Operação | Operação | Operação | Operação | Operação | Operação | Operação | Operação | Operação | Operação | Operação | Operação | Operação | Operação | Operação | Operação | Operação | Operação | Operação | Operação | Operação | Operação | Operação | Operação | Operação | Operação | Operação | Operação | Operação | Operação | Operação | Operação | Operação | Operação | Operação | Operação | Operação | Operação | Operação | Operação | Operação | Operação | Operação | Operação | Operação | Operação | Operação | Operação | Operação | Operação | Operação | Operação | Operação | Operação | Operação | Operação | Operação | Operação | Operação | Operação | Operação | Operação | Operação | Operação | Operação | Operação | Operação | Operação | Operação | Operação | Operação | Operação | Operação | Operação | Operação | Operação
Regime Tributário | REAL | REAL | REAL | REAL | REAL | REAL | REAL | REAL | REAL | REAL | REAL | REAL | REAL | REAL | REAL | REAL | REAL | REAL | REAL | REAL | REAL | REAL | REAL | REAL | REAL | REAL | REAL | REAL | REAL | REAL | REAL | REAL | REAL | REAL | REAL | REAL | REAL | REAL | REAL | REAL | REAL | REAL | REAL | REAL | REAL | REAL | REAL | REAL | REAL | REAL | REAL | REAL | REAL | REAL | REAL | REAL | REAL | REAL | REAL | REAL | REAL | REAL | REAL | REAL | REAL | REAL | REAL | REAL | REAL | REAL | REAL | REAL | REAL | REAL | REAL | REAL | REAL | REAL | REAL | REAL | REAL | REAL | REAL | REAL | REAL | REAL | REAL | REAL | REAL | REAL | REAL | REAL | REAL | REAL | REAL | REAL | REAL | REAL | REAL | REAL | REAL | REAL | REAL | REAL | REAL | REAL | REAL | REAL | REAL | REAL | REAL | REAL | REAL | REAL | REAL | REAL | REAL | REAL | REAL | REAL | REAL | REAL | REAL | REAL | REAL | REAL | REAL | REAL | REAL | REAL | REAL | REAL | REAL | REAL | REAL | REAL | REAL | REAL | REAL | REAL | REAL | REAL | REAL | REAL | REAL | REAL | REAL | REAL | REAL | REAL | REAL | REAL | REAL | REAL | REAL | REAL | REAL | REAL | REAL | REAL | REAL | REAL | REAL | REAL | REAL | REAL | REAL | REAL | REAL | REAL | REAL | REAL | REAL | REAL | REAL | REAL | REAL | REAL | REAL | REAL | REAL | REAL | REAL | REAL | REAL | REAL | REAL | REAL | REAL | REAL | REAL | REAL | REAL | REAL | REAL | REAL | REAL | REAL | REAL | REAL | REAL | REAL | REAL | REAL | REAL | REAL | REAL | REAL | REAL | REAL | REAL | REAL | REAL | REAL | REAL | REAL
Tamanho do Parque | #REF! | #REF! | #REF! | #REF! | #REF! | #REF! | #REF! | #REF! | #REF! | #REF! | #REF! | #REF! | #REF! | #REF! | #REF! | #REF! | #REF! | #REF! | #REF! | #REF! | #REF! | #REF! | #REF! | #REF! | #REF! | #REF! | #REF! | #REF! | #REF! | #REF! | #REF! | #REF! | #REF! | #REF! | #REF! | #REF! | #REF! | #REF! | #REF! | #REF! | #REF! | #REF! | #REF! | #REF! | #REF! | #REF! | #REF! | #REF! | #REF! | #REF! | #REF! | #REF! | #REF! | #REF! | #REF! | #REF! | #REF! | #REF! | #REF! | #REF! | #REF! | #REF! | #REF! | #REF! | #REF! | #REF! | #REF! | #REF! | #REF! | #REF! | #REF! | #REF! | #REF! | #REF! | #REF! | #REF! | #REF! | #REF! | #REF! | #REF! | #REF! | #REF! | #REF! | #REF! | #REF! | #REF! | #REF! | #REF! | #REF! | #REF! | #REF! | #REF! | #REF! | #REF! | #REF! | #REF! | #REF! | #REF! | #REF! | #REF! | #REF! | #REF! | #REF! | #REF! | #REF! | #REF! | #REF! | #REF! | #REF! | #REF! | #REF! | #REF! | #REF! | #REF! | #REF! | #REF! | #REF! | #REF! | #REF! | #REF! | #REF! | #REF! | #REF! | #REF! | #REF! | #REF! | #REF! | #REF! | #REF! | #REF! | #REF! | #REF! | #REF! | #REF! | #REF! | #REF! | #REF! | #REF! | #REF! | #REF! | #REF! | #REF! | #REF! | #REF! | #REF! | #REF! | #REF! | #REF! | #REF! | #REF! | #REF! | #REF! | #REF! | #REF! | #REF! | #REF! | #REF! | #REF! | #REF! | #REF! | #REF! | #REF! | #REF! | #REF! | #REF! | #REF! | #REF! | #REF! | #REF! | #REF! | #REF! | #REF! | #REF! | #REF! | #REF! | #REF! | #REF! | #REF! | #REF! | #REF! | #REF! | #REF! | #REF! | #REF! | #REF! | #REF! | #REF! | #REF! | #REF! | #REF! | #REF! | #REF! | #REF! | #REF! | #REF! | #REF! | #REF! | #REF! | #REF! | #REF! | #REF! | #REF! | #REF! | #REF! | #REF! | #REF! | #REF! | #REF! | #REF! | #REF! | #REF! | #REF! | #REF! | #REF! | #REF! | #REF!
(1) RECEITAS TRIBUTÁVEIS | 0 | 0 | 0 | 0 | 0 | 0 | 0 | 0 | 0 | 0 | 0 | 0 | 0 | 0 | 0 | 0 | 0 | 0 | #NAME? | #NAME? | #NAME? | #NAME? | #NAME? | #NAME? | #NAME? | #NAME? | #NAME? | #NAME? | #NAME? | #NAME? | #NAME? | #NAME? | #NAME? | #NAME? | #NAME? | #NAME? | #NAME? | #NAME? | #NAME? | #NAME? | #NAME? | #NAME? | #NAME? | #NAME? | #NAME? | #NAME? | #NAME? | #NAME? | #NAME? | #NAME? | #NAME? | #NAME? | #NAME? | #NAME? | #NAME? | #NAME? | #NAME? | #NAME? | #NAME? | #NAME? | #NAME? | #NAME? | #NAME? | #NAME? | #NAME? | #NAME? | #NAME? | #NAME? | #NAME? | #NAME? | #NAME? | #NAME? | #NAME? | #NAME? | #NAME? | #NAME? | #NAME? | #NAME? | #NAME? | #NAME? | #NAME? | #NAME? | #NAME? | #NAME? | #NAME? | #NAME? | #NAME? | #NAME? | #NAME? | #NAME? | #NAME? | #NAME? | #NAME? | #NAME? | #NAME? | #NAME? | #NAME? | #NAME? | #NAME? | #NAME? | #NAME? | #NAME? | #NAME? | #NAME? | #NAME? | #NAME? | #NAME? | #NAME? | #NAME? | #NAME? | #NAME? | #NAME? | #NAME? | #NAME? | #NAME? | #NAME? | #NAME? | #NAME? | #NAME? | #NAME? | #NAME? | #NAME? | #NAME? | #NAME? | #NAME? | #NAME? | #NAME? | #NAME? | #NAME? | #NAME? | #NAME? | #NAME? | #NAME? | #NAME? | #NAME? | #NAME? | #NAME? | #NAME? | #NAME? | #NAME? | #NAME? | #NAME? | #NAME? | #NAME? | #NAME? | #NAME? | #NAME? | #NAME? | #NAME? | #NAME? | #NAME? | #NAME? | #NAME? | #NAME? | #NAME? | #NAME? | #NAME? | #NAME? | #NAME? | #NAME? | #NAME? | #NAME? | #NAME? | #NAME? | #NAME? | #NAME? | #NAME? | #NAME? | #NAME? | #NAME? | #NAME? | #NAME? | #NAME? | #NAME? | #NAME? | #NAME? | #NAME? | #NAME? | #NAME? | #NAME? | #NAME? | #NAME? | #NAME? | #NAME? | #NAME? | #NAME? | #NAME? | #NAME? | #NAME? | #NAME? | #NAME? | #NAME? | #NAME? | #NAME? | #NAME? | #NAME? | #NAME? | #NAME? | #NAME? | #NAME? | #NAME? | #NAME? | #NAME? | #NAME? | #NAME? | #NAME? | #NAME? | #NAME? | #NAME? | #NAME? | #NAME? | #NAME? | #NAME? | #NAME? | #NAME? | #NAME?
(+) Contraprestações - Investimento (CAPEX) | 0 | 0 | 0 | 0 | 0 | 0 | 0 | 0 | 0 | 0 | 0 | 0 | 0 | 0 | 0 | 0 | 0 | 0 | #NAME? | #NAME? | #NAME? | #NAME? | #NAME? | #NAME? | #NAME? | #NAME? | #NAME? | #NAME? | #NAME? | #NAME? | #NAME? | #NAME? | #NAME? | #NAME? | #NAME? | #NAME? | #NAME? | #NAME? | #NAME? | #NAME? | #NAME? | #NAME? | #NAME? | #NAME? | #NAME? | #NAME? | #NAME? | #NAME? | #NAME? | #NAME? | #NAME? | #NAME? | #NAME? | #NAME? | #NAME? | #NAME? | #NAME? | #NAME? | #NAME? | #NAME? | #NAME? | #NAME? | #NAME? | #NAME? | #NAME? | #NAME? | #NAME? | #NAME? | #NAME? | #NAME? | #NAME? | #NAME? | #NAME? | #NAME? | #NAME? | #NAME? | #NAME? | #NAME? | #NAME? | #NAME? | #NAME? | #NAME? | #NAME? | #NAME? | #NAME? | #NAME? | #NAME? | #NAME? | #NAME? | #NAME? | #NAME? | #NAME? | #NAME? | #NAME? | #NAME? | #NAME? | #NAME? | #NAME? | #NAME? | #NAME? | #NAME? | #NAME? | #NAME? | #NAME? | #NAME? | #NAME? | #NAME? | #NAME? | #NAME? | #NAME? | #NAME? | #NAME? | #NAME? | #NAME? | #NAME? | #NAME? | #NAME? | #NAME? | #NAME? | #NAME? | #NAME? | #NAME? | #NAME? | #NAME? | #NAME? | #NAME? | #NAME? | #NAME? | #NAME? | #NAME? | #NAME? | #NAME? | #NAME? | #NAME? | #NAME? | #NAME? | #NAME? | #NAME? | #NAME? | #NAME? | #NAME? | #NAME? | #NAME? | #NAME? | #NAME? | #NAME? | #NAME? | #NAME? | #NAME? | #NAME? | #NAME? | #NAME? | #NAME? | #NAME? | #NAME? | #NAME? | #NAME? | #NAME? | #NAME? | #NAME? | #NAME? | #NAME? | #NAME? | #NAME? | #NAME? | #NAME? | #NAME? | #NAME? | #NAME? | #NAME? | #NAME? | #NAME? | #NAME? | #NAME? | #NAME? | #NAME? | #NAME? | #NAME? | #NAME? | #NAME? | #NAME? | #NAME? | #NAME? | #NAME? | #NAME? | #NAME? | #NAME? | #NAME? | #NAME? | #NAME? | #NAME? | #NAME? | #NAME? | #NAME? | #NAME? | #NAME? | #NAME? | #NAME? | #NAME? | #NAME? | #NAME? | #NAME? | #NAME? | #NAME? | #NAME? | #NAME? | #NAME? | #NAME? | #NAME? | #NAME? | #NAME? | #NAME? | #NAME? | #NAME? | #NAME? | #NAME?
(+) CMM1 - Iluminação Viária (V4/V5) | 0 | 0 | 0 | 0 | 0 | 0 | 0 | 0 | 0 | 0 | 0 | 0 | 0 | 0 | 0 | 0 | 0 | 0 | 0 | 0 | 0 | 0 | 0 | 0 | 0 | 0 | 0 | 0 | 0 | 0 | 0 | 0 | 0 | 0 | 0 | 0 | 0 | 0 | 0 | 0 | 0 | 0 | 0 | 0 | 0 | 0 | 0 | 0 | 0 | 0 | 0 | 0 | 0 | 0 | 0 | 0 | 0 | 0 | 0 | 0 | 0 | 0 | 0 | 0 | 0 | 0 | 0 | 0 | 0 | 0 | 0 | 0 | 0 | 0 | 0 | 0 | 0 | 0 | 0 | 0 | 0 | 0 | 0 | 0 | 0 | 0 | 0 | 0 | 0 | 0 | 0 | 0 | 0 | 0 | 0 | 0 | 0 | 0 | 0 | 0 | 0 | 0 | 0 | 0 | 0 | 0 | 0 | 0 | 0 | 0 | 0 | 0 | 0 | 0 | 0 | 0 | 0 | 0 | 0 | 0 | 0 | 0 | 0 | 0 | 0 | 0 | 0 | 0 | 0 | 0 | 0 | 0 | 0 | 0 | 0 | 0 | 0 | 0 | 0 | 0 | 0 | 0 | 0 | 0 | 0 | 0 | 0 | 0 | 0 | 0 | 0 | 0 | 0 | 0 | 0 | 0 | 0 | 0 | 0 | 0 | 0 | 0 | 0 | 0 | 0 | 0 | 0 | 0 | 0 | 0 | 0 | 0 | 0 | 0 | 0 | 0 | 0 | 0 | 0 | 0 | 0 | 0 | 0 | 0 | 0 | 0 | 0 | 0 | 0 | 0 | 0 | 0 | 0 | 0 | 0 | 0 | 0 | 0 | 0 | 0 | 0 | 0 | 0 | 0 | 0 | 0 | 0 | 0 | 0 | 0 | 0 | 0 | 0 | 0 | 0 | 0
(+) CMM2 - Iluminação Viária (V1...V3) | 0 | 0 | 0 | 0 | 0 | 0 | 0 | 0 | 0 | 0 | 0 | 0 | 0 | 0 | 0 | 0 | 0 | 0 | 0 | 0 | 0 | 0 | 0 | 0 | 0 | 0 | 0 | 0 | 0 | 0 | 0 | 0 | 0 | 0 | 0 | 0 | 0 | 0 | 0 | 0 | 0 | 0 | 0 | 0 | 0 | 0 | 0 | 0 | 0 | 0 | 0 | 0 | 0 | 0 | 0 | 0 | 0 | 0 | 0 | 0 | 0 | 0 | 0 | 0 | 0 | 0 | 0 | 0 | 0 | 0 | 0 | 0 | 0 | 0 | 0 | 0 | 0 | 0 | 0 | 0 | 0 | 0 | 0 | 0 | 0 | 0 | 0 | 0 | 0 | 0 | 0 | 0 | 0 | 0 | 0 | 0 | 0 | 0 | 0 | 0 | 0 | 0 | 0 | 0 | 0 | 0 | 0 | 0 | 0 | 0 | 0 | 0 | 0 | 0 | 0 | 0 | 0 | 0 | 0 | 0 | 0 | 0 | 0 | 0 | 0 | 0 | 0 | 0 | 0 | 0 | 0 | 0 | 0 | 0 | 0 | 0 | 0 | 0 | 0 | 0 | 0 | 0 | 0 | 0 | 0 | 0 | 0 | 0 | 0 | 0 | 0 | 0 | 0 | 0 | 0 | 0 | 0 | 0 | 0 | 0 | 0 | 0 | 0 | 0 | 0 | 0 | 0 | 0 | 0 | 0 | 0 | 0 | 0 | 0 | 0 | 0 | 0 | 0 | 0 | 0 | 0 | 0 | 0 | 0 | 0 | 0 | 0 | 0 | 0 | 0 | 0 | 0 | 0 | 0 | 0 | 0 | 0 | 0 | 0 | 0 | 0 | 0 | 0 | 0 | 0 | 0 | 0 | 0 | 0 | 0 | 0 | 0 | 0 | 0 | 0 | 0
(+) CMM3 - faixas de pedestres e ciclovias | 0 | 0 | 0 | 0 | 0 | 0 | 0 | 0 | 0 | 0 | 0 | 0 | 0 | 0 | 0 | 0 | 0 | 0 | #NAME? | #NAME? | #NAME? | #NAME? | #NAME? | #NAME? | #NAME? | #NAME? | #NAME? | #NAME? | #NAME? | #NAME? | #NAME? | #NAME? | #NAME? | #NAME? | #NAME? | #NAME? | #NAME? | #NAME? | #NAME? | #NAME? | #NAME? | #NAME? | #NAME? | #NAME? | #NAME? | #NAME? | #NAME? | #NAME? | #NAME? | #NAME? | #NAME? | #NAME? | #NAME? | #NAME? | #NAME? | #NAME? | #NAME? | #NAME? | #NAME? | #NAME? | #NAME? | #NAME? | #NAME? | #NAME? | #NAME? | #NAME? | #NAME? | #NAME? | #NAME? | #NAME? | #NAME? | #NAME? | #NAME? | #NAME? | #NAME? | #NAME? | #NAME? | #NAME? | #NAME? | #NAME? | #NAME? | #NAME? | #NAME? | #NAME? | #NAME? | #NAME? | #NAME? | #NAME? | #NAME? | #NAME? | #NAME? | #NAME? | #NAME? | #NAME? | #NAME? | #NAME? | #NAME? | #NAME? | #NAME? | #NAME? | #NAME? | #NAME? | #NAME? | #NAME? | #NAME? | #NAME? | #NAME? | #NAME? | #NAME? | #NAME? | #NAME? | #NAME? | #NAME? | #NAME? | #NAME? | #NAME? | #NAME? | #NAME? | #NAME? | #NAME? | #NAME? | #NAME? | #NAME? | #NAME? | #NAME? | #NAME? | #NAME? | #NAME? | #NAME? | #NAME? | #NAME? | #NAME? | #NAME? | #NAME? | #NAME? | #NAME? | #NAME? | #NAME? | #NAME? | #NAME? | #NAME? | #NAME? | #NAME? | #NAME? | #NAME? | #NAME? | #NAME? | #NAME? | #NAME? | #NAME? | #NAME? | #NAME? | #NAME? | #NAME? | #NAME? | #NAME? | #NAME? | #NAME? | #NAME? | #NAME? | #NAME? | #NAME? | #NAME? | #NAME? | #NAME? | #NAME? | #NAME? | #NAME? | #NAME? | #NAME? | #NAME? | #NAME? | #NAME? | #NAME? | #NAME? | #NAME? | #NAME? | #NAME? | #NAME? | #NAME? | #NAME? | #NAME? | #NAME? | #NAME? | #NAME? | #NAME? | #NAME? | #NAME? | #NAME? | #NAME? | #NAME? | #NAME? | #NAME? | #NAME? | #NAME? | #NAME? | #NAME? | #NAME? | #NAME? | #NAME? | #NAME? | #NAME? | #NAME? | #NAME? | #NAME? | #NAME? | #NAME? | #NAME? | #NAME? | #NAME? | #NAME? | #NAME? | #NAME? | #NAME? | #NAME? | #NAME?
(+) CMM4 - iluminação especial | 0 | 0 | 0 | 0 | 0 | 0 | 0 | 0 | 0 | 0 | 0 | 0 | 0 | 0 | 0 | 0 | 0 | 0 | 0 | 0 | 0 | 0 | 0 | 0 | 0 | 0 | 0 | 0 | 0 | 0 | 0 | 0 | 0 | 0 | 0 | 0 | 0 | 0 | 0 | 0 | 0 | 0 | 0 | 0 | 0 | 0 | 0 | 0 | 0 | 0 | 0 | 0 | 0 | 0 | 0 | 0 | 0 | 0 | 0 | 0 | 0 | 0 | 0 | 0 | 0 | 0 | 0 | 0 | 0 | 0 | 0 | 0 | 0 | 0 | 0 | 0 | 0 | 0 | 0 | 0 | 0 | 0 | 0 | 0 | 0 | 0 | 0 | 0 | 0 | 0 | 0 | 0 | 0 | 0 | 0 | 0 | 0 | 0 | 0 | 0 | 0 | 0 | 0 | 0 | 0 | 0 | 0 | 0 | 0 | 0 | 0 | 0 | 0 | 0 | 0 | 0 | 0 | 0 | 0 | 0 | 0 | 0 | 0 | 0 | 0 | 0 | 0 | 0 | 0 | 0 | 0 | 0 | 0 | 0 | 0 | 0 | 0 | 0 | 0 | 0 | 0 | 0 | 0 | 0 | 0 | 0 | 0 | 0 | 0 | 0 | 0 | 0 | 0 | 0 | 0 | 0 | 0 | 0 | 0 | 0 | 0 | 0 | 0 | 0 | 0 | 0 | 0 | 0 | 0 | 0 | 0 | 0 | 0 | 0 | 0 | 0 | 0 | 0 | 0 | 0 | 0 | 0 | 0 | 0 | 0 | 0 | 0 | 0 | 0 | 0 | 0 | 0 | 0 | 0 | 0 | 0 | 0 | 0 | 0 | 0 | 0 | 0 | 0 | 0 | 0 | 0 | 0 | 0 | 0 | 0 | 0 | 0 | 0 | 0 | 0 | 0
(+) Contraprestações - Serviços (OPEX) | 0 | 0 | 0 | 0 | 0 | 0 | 0 | 0 | 0 | 0 | 0 | 0 | 0 | 0 | 0 | 0 | 0 | 0 | 0 | 0 | 0 | 0 | 0 | 0 | 0 | 0 | 0 | 0 | 0 | 0 | 0 | 0 | 0 | 0 | 0 | 0 | 0 | 0 | 0 | 0 | 0 | 0 | 0 | 0 | 0 | 0 | 0 | 0 | 0 | 0 | 0 | 0 | 0 | 0 | 0 | 0 | 0 | 0 | 0 | 0 | 0 | 0 | 0 | 0 | 0 | 0 | 0 | 0 | 0 | 0 | 0 | 0 | 0 | 0 | 0 | 0 | 0 | 0 | 0 | 0 | 0 | 0 | 0 | 0 | 0 | 0 | 0 | 0 | 0 | 0 | 0 | 0 | 0 | 0 | 0 | 0 | 0 | 0 | 0 | 0 | 0 | 0 | 0 | 0 | 0 | 0 | 0 | 0 | 0 | 0 | 0 | 0 | 0 | 0 | 0 | 0 | 0 | 0 | 0 | 0 | 0 | 0 | 0 | 0 | 0 | 0 | 0 | 0 | 0 | 0 | 0 | 0 | 0 | 0 | 0 | 0 | 0 | 0 | 0 | 0 | 0 | 0 | 0 | 0 | 0 | 0 | 0 | 0 | 0 | 0 | 0 | 0 | 0 | 0 | 0 | 0 | 0 | 0 | 0 | 0 | 0 | 0 | 0 | 0 | 0 | 0 | 0 | 0 | 0 | 0 | 0 | 0 | 0 | 0 | 0 | 0 | 0 | 0 | 0 | 0 | 0 | 0 | 0 | 0 | 0 | 0 | 0 | 0 | 0 | 0 | 0 | 0 | 0 | 0 | 0 | 0 | 0 | 0 | 0 | 0 | 0 | 0 | 0 | 0 | 0 | 0 | 0 | 0 | 0 | 0 | 0 | 0 | 0 | 0 | 0 | 0
(+) CMM5 - O&M | 0 | 0 | 0 | 0 | 0 | 0 | 0 | 0 | 0 | 0 | 0 | 0 | 0 | 0 | 0 | 0 | 0 | 0 | 0 | 0 | 0 | 0 | 0 | 0 | 0 | 0 | 0 | 0 | 0 | 0 | 0 | 0 | 0 | 0 | 0 | 0 | 0 | 0 | 0 | 0 | 0 | 0 | 0 | 0 | 0 | 0 | 0 | 0 | 0 | 0 | 0 | 0 | 0 | 0 | 0 | 0 | 0 | 0 | 0 | 0 | 0 | 0 | 0 | 0 | 0 | 0 | 0 | 0 | 0 | 0 | 0 | 0 | 0 | 0 | 0 | 0 | 0 | 0 | 0 | 0 | 0 | 0 | 0 | 0 | 0 | 0 | 0 | 0 | 0 | 0 | 0 | 0 | 0 | 0 | 0 | 0 | 0 | 0 | 0 | 0 | 0 | 0 | 0 | 0 | 0 | 0 | 0 | 0 | 0 | 0 | 0 | 0 | 0 | 0 | 0 | 0 | 0 | 0 | 0 | 0 | 0 | 0 | 0 | 0 | 0 | 0 | 0 | 0 | 0 | 0 | 0 | 0 | 0 | 0 | 0 | 0 | 0 | 0 | 0 | 0 | 0 | 0 | 0 | 0 | 0 | 0 | 0 | 0 | 0 | 0 | 0 | 0 | 0 | 0 | 0 | 0 | 0 | 0 | 0 | 0 | 0 | 0 | 0 | 0 | 0 | 0 | 0 | 0 | 0 | 0 | 0 | 0 | 0 | 0 | 0 | 0 | 0 | 0 | 0 | 0 | 0 | 0 | 0 | 0 | 0 | 0 | 0 | 0 | 0 | 0 | 0 | 0 | 0 | 0 | 0 | 0 | 0 | 0 | 0 | 0 | 0 | 0 | 0 | 0 | 0 | 0 | 0 | 0 | 0 | 0 | 0 | 0 | 0 | 0 | 0 | 0
(+) BCE - Bônus de Consumo de Energia | 0 | 0 | 0 | 0 | 0 | 0 | 0 | 0 | 0 | 0 | 0 | 0 | 0 | 0 | 0 | 0 | 0 | 0 | 0 | 0 | 0 | 0 | 0 | 0 | 0 | 0 | 0 | 0 | 0 | 0 | 0 | 0 | 0 | 0 | 0 | 0 | 0 | 0 | 0 | 0 | 0 | 0 | 0 | 0 | 0 | 0 | 0 | 0 | 0 | 0 | 0 | 0 | 0 | 0 | 0 | 0 | 0 | 0 | 0 | 0 | 0 | 0 | 0 | 0 | 0 | 0 | 0 | 0 | 0 | 0 | 0 | 0 | 0 | 0 | 0 | 0 | 0 | 0 | 0 | 0 | 0 | 0 | 0 | 0 | 0 | 0 | 0 | 0 | 0 | 0 | 0 | 0 | 0 | 0 | 0 | 0 | 0 | 0 | 0 | 0 | 0 | 0 | 0 | 0 | 0 | 0 | 0 | 0 | 0 | 0 | 0 | 0 | 0 | 0 | 0 | 0 | 0 | 0 | 0 | 0 | 0 | 0 | 0 | 0 | 0 | 0 | 0 | 0 | 0 | 0 | 0 | 0 | 0 | 0 | 0 | 0 | 0 | 0 | 0 | 0 | 0 | 0 | 0 | 0 | 0 | 0 | 0 | 0 | 0 | 0 | 0 | 0 | 0 | 0 | 0 | 0 | 0 | 0 | 0 | 0 | 0 | 0 | 0 | 0 | 0 | 0 | 0 | 0 | 0 | 0 | 0 | 0 | 0 | 0 | 0 | 0 | 0 | 0 | 0 | 0 | 0 | 0 | 0 | 0 | 0 | 0 | 0 | 0 | 0 | 0 | 0 | 0 | 0 | 0 | 0 | 0 | 0 | 0 | 0 | 0 | 0 | 0 | 0 | 0 | 0 | 0 | 0 | 0 | 0 | 0 | 0 | 0 | 0 | 0 | 0 | 0
(+) Cota de Expansão | 0 | 0 | 0 | 0 | 0 | 0 | 0 | 0 | 0 | 0 | 0 | 0 | 0 | 0 | 0 | 0 | 0 | 0 | 0 | 0 | 0 | 0 | 0 | 0 | 0 | 0 | 0 | 0 | 0 | 0 | 0 | 0 | 0 | 0 | 0 | 0 | 0 | 0 | 0 | 0 | 0 | 0 | 0 | 0 | 0 | 0 | 0 | 0 | 0 | 0 | 0 | 0 | 0 | 0 | 0 | 0 | 0 | 0 | 0 | 0 | 0 | 0 | 0 | 0 | 0 | 0 | 0 | 0 | 0 | 0 | 0 | 0 | 0 | 0 | 0 | 0 | 0 | 0 | 0 | 0 | 0 | 0 | 0 | 0 | 0 | 0 | 0 | 0 | 0 | 0 | 0 | 0 | 0 | 0 | 0 | 0 | 0 | 0 | 0 | 0 | 0 | 0 | 0 | 0 | 0 | 0 | 0 | 0 | 0 | 0 | 0 | 0 | 0 | 0 | 0 | 0 | 0 | 0 | 0 | 0 | 0 | 0 | 0 | 0 | 0 | 0 | 0 | 0 | 0 | 0 | 0 | 0 | 0 | 0 | 0 | 0 | 0 | 0 | 0 | 0 | 0 | 0 | 0 | 0 | 0 | 0 | 0 | 0 | 0 | 0 | 0 | 0 | 0 | 0 | 0 | 0 | 0 | 0 | 0 | 0 | 0 | 0 | 0 | 0 | 0 | 0 | 0 | 0 | 0 | 0 | 0 | 0 | 0 | 0 | 0 | 0 | 0 | 0 | 0 | 0 | 0 | 0 | 0 | 0 | 0 | 0 | 0 | 0 | 0 | 0 | 0 | 0 | 0 | 0 | 0 | 0 | 0 | 0 | 0 | 0 | 0 | 0 | 0 | 0 | 0 | 0 | 0 | 0 | 0 | 0 | 0 | 0 | 0 | 0 | 0 | 0
(+) Iluminação Viária (V4/V5) - Exclusivos | 0 | 0 | 0 | 0 | 0 | 0 | 0 | 0 | 0 | 0 | 0 | 0 | 0 | 0 | 0 | 0 | 0 | 0 | 0 | 0 | 0 | 0 | 0 | 0 | 0 | 0 | 0 | 0 | 0 | 0 | 0 | 0 | 0 | 0 | 0 | 0 | 0 | 0 | 0 | 0 | 0 | 0 | 0 | 0 | 0 | 0 | 0 | 0 | 0 | 0 | 0 | 0 | 0 | 0 | 0 | 0 | 0 | 0 | 0 | 0 | 0 | 0 | 0 | 0 | 0 | 0 | 0 | 0 | 0 | 0 | 0 | 0 | 0 | 0 | 0 | 0 | 0 | 0 | 0 | 0 | 0 | 0 | 0 | 0 | 0 | 0 | 0 | 0 | 0 | 0 | 0 | 0 | 0 | 0 | 0 | 0 | 0 | 0 | 0 | 0 | 0 | 0 | 0 | 0 | 0 | 0 | 0 | 0 | 0 | 0 | 0 | 0 | 0 | 0 | 0 | 0 | 0 | 0 | 0 | 0 | 0 | 0 | 0 | 0 | 0 | 0 | 0 | 0 | 0 | 0 | 0 | 0 | 0 | 0 | 0 | 0 | 0 | 0 | 0 | 0 | 0 | 0 | 0 | 0 | 0 | 0 | 0 | 0 | 0 | 0 | 0 | 0 | 0 | 0 | 0 | 0 | 0 | 0 | 0 | 0 | 0 | 0 | 0 | 0 | 0 | 0 | 0 | 0 | 0 | 0 | 0 | 0 | 0 | 0 | 0 | 0 | 0 | 0 | 0 | 0 | 0 | 0 | 0 | 0 | 0 | 0 | 0 | 0 | 0 | 0 | 0 | 0 | 0 | 0 | 0 | 0 | 0 | 0 | 0 | 0 | 0 | 0 | 0 | 0 | 0 | 0 | 0 | 0 | 0 | 0 | 0 | 0 | 0 | 0 | 0 | 0
(+) Iluminação Viária (V1...V3) - Exclusivos | 0 | 0 | 0 | 0 | 0 | 0 | 0 | 0 | 0 | 0 | 0 | 0 | 0 | 0 | 0 | 0 | 0 | 0 | 0 | 0 | 0 | 0 | 0 | 0 | 0 | 0 | 0 | 0 | 0 | 0 | 0 | 0 | 0 | 0 | 0 | 0 | 0 | 0 | 0 | 0 | 0 | 0 | 0 | 0 | 0 | 0 | 0 | 0 | 0 | 0 | 0 | 0 | 0 | 0 | 0 | 0 | 0 | 0 | 0 | 0 | 0 | 0 | 0 | 0 | 0 | 0 | 0 | 0 | 0 | 0 | 0 | 0 | 0 | 0 | 0 | 0 | 0 | 0 | 0 | 0 | 0 | 0 | 0 | 0 | 0 | 0 | 0 | 0 | 0 | 0 | 0 | 0 | 0 | 0 | 0 | 0 | 0 | 0 | 0 | 0 | 0 | 0 | 0 | 0 | 0 | 0 | 0 | 0 | 0 | 0 | 0 | 0 | 0 | 0 | 0 | 0 | 0 | 0 | 0 | 0 | 0 | 0 | 0 | 0 | 0 | 0 | 0 | 0 | 0 | 0 | 0 | 0 | 0 | 0 | 0 | 0 | 0 | 0 | 0 | 0 | 0 | 0 | 0 | 0 | 0 | 0 | 0 | 0 | 0 | 0 | 0 | 0 | 0 | 0 | 0 | 0 | 0 | 0 | 0 | 0 | 0 | 0 | 0 | 0 | 0 | 0 | 0 | 0 | 0 | 0 | 0 | 0 | 0 | 0 | 0 | 0 | 0 | 0 | 0 | 0 | 0 | 0 | 0 | 0 | 0 | 0 | 0 | 0 | 0 | 0 | 0 | 0 | 0 | 0 | 0 | 0 | 0 | 0 | 0 | 0 | 0 | 0 | 0 | 0 | 0 | 0 | 0 | 0 | 0 | 0 | 0 | 0 | 0 | 0 | 0 | 0
(+) Iluminação Viária (V4/V5) - Compartilhados | 0 | 0 | 0 | 0 | 0 | 0 | 0 | 0 | 0 | 0 | 0 | 0 | 0 | 0 | 0 | 0 | 0 | 0 | 0 | 0 | 0 | 0 | 0 | 0 | 0 | 0 | 0 | 0 | 0 | 0 | 0 | 0 | 0 | 0 | 0 | 0 | 0 | 0 | 0 | 0 | 0 | 0 | 0 | 0 | 0 | 0 | 0 | 0 | 0 | 0 | 0 | 0 | 0 | 0 | 0 | 0 | 0 | 0 | 0 | 0 | 0 | 0 | 0 | 0 | 0 | 0 | 0 | 0 | 0 | 0 | 0 | 0 | 0 | 0 | 0 | 0 | 0 | 0 | 0 | 0 | 0 | 0 | 0 | 0 | 0 | 0 | 0 | 0 | 0 | 0 | 0 | 0 | 0 | 0 | 0 | 0 | 0 | 0 | 0 | 0 | 0 | 0 | 0 | 0 | 0 | 0 | 0 | 0 | 0 | 0 | 0 | 0 | 0 | 0 | 0 | 0 | 0 | 0 | 0 | 0 | 0 | 0 | 0 | 0 | 0 | 0 | 0 | 0 | 0 | 0 | 0 | 0 | 0 | 0 | 0 | 0 | 0 | 0 | 0 | 0 | 0 | 0 | 0 | 0 | 0 | 0 | 0 | 0 | 0 | 0 | 0 | 0 | 0 | 0 | 0 | 0 | 0 | 0 | 0 | 0 | 0 | 0 | 0 | 0 | 0 | 0 | 0 | 0 | 0 | 0 | 0 | 0 | 0 | 0 | 0 | 0 | 0 | 0 | 0 | 0 | 0 | 0 | 0 | 0 | 0 | 0 | 0 | 0 | 0 | 0 | 0 | 0 | 0 | 0 | 0 | 0 | 0 | 0 | 0 | 0 | 0 | 0 | 0 | 0 | 0 | 0 | 0 | 0 | 0 | 0 | 0 | 0 | 0 | 0 | 0 | 0
(+) Iluminação Viária (V1...V3) - Compartilhados | 0 | 0 | 0 | 0 | 0 | 0 | 0 | 0 | 0 | 0 | 0 | 0 | 0 | 0 | 0 | 0 | 0 | 0 | 0 | 0 | 0 | 0 | 0 | 0 | 0 | 0 | 0 | 0 | 0 | 0 | 0 | 0 | 0 | 0 | 0 | 0 | 0 | 0 | 0 | 0 | 0 | 0 | 0 | 0 | 0 | 0 | 0 | 0 | 0 | 0 | 0 | 0 | 0 | 0 | 0 | 0 | 0 | 0 | 0 | 0 | 0 | 0 | 0 | 0 | 0 | 0 | 0 | 0 | 0 | 0 | 0 | 0 | 0 | 0 | 0 | 0 | 0 | 0 | 0 | 0 | 0 | 0 | 0 | 0 | 0 | 0 | 0 | 0 | 0 | 0 | 0 | 0 | 0 | 0 | 0 | 0 | 0 | 0 | 0 | 0 | 0 | 0 | 0 | 0 | 0 | 0 | 0 | 0 | 0 | 0 | 0 | 0 | 0 | 0 | 0 | 0 | 0 | 0 | 0 | 0 | 0 | 0 | 0 | 0 | 0 | 0 | 0 | 0 | 0 | 0 | 0 | 0 | 0 | 0 | 0 | 0 | 0 | 0 | 0 | 0 | 0 | 0 | 0 | 0 | 0 | 0 | 0 | 0 | 0 | 0 | 0 | 0 | 0 | 0 | 0 | 0 | 0 | 0 | 0 | 0 | 0 | 0 | 0 | 0 | 0 | 0 | 0 | 0 | 0 | 0 | 0 | 0 | 0 | 0 | 0 | 0 | 0 | 0 | 0 | 0 | 0 | 0 | 0 | 0 | 0 | 0 | 0 | 0 | 0 | 0 | 0 | 0 | 0 | 0 | 0 | 0 | 0 | 0 | 0 | 0 | 0 | 0 | 0 | 0 | 0 | 0 | 0 | 0 | 0 | 0 | 0 | 0 | 0 | 0 | 0 | 0
(+) Iluminação FTP | 0 | #REF! | #REF! | #REF! | #REF! | #REF! | #REF! | #REF! | #REF! | #REF! | #REF! | #REF! | #REF! | #REF! | #REF! | #REF! | #REF! | #REF! | #REF! | #REF! | #REF! | #REF! | #REF! | #REF! | #REF! | #REF! | #REF! | #REF! | #REF! | #REF! | #REF! | #REF! | #REF! | #REF! | #REF! | #REF! | #REF! | #REF! | #REF! | #REF! | #REF! | #REF! | #REF! | #REF! | #REF! | #REF! | #REF! | #REF! | #REF! | #REF! | #REF! | #REF! | #REF! | #REF! | #REF! | #REF! | #REF! | #REF! | #REF! | #REF! | #REF! | #REF! | #REF! | #REF! | #REF! | #REF! | #REF! | #REF! | #REF! | #REF! | #REF! | #REF! | #REF! | #REF! | #REF! | #REF! | #REF! | #REF! | #REF! | #REF! | #REF! | #REF! | #REF! | #REF! | #REF! | #REF! | #REF! | #REF! | #REF! | #REF! | #REF! | #REF! | #REF! | #REF! | #REF! | #REF! | #REF! | #REF! | #REF! | #REF! | #REF! | #REF! | #REF! | #REF! | #REF! | #REF! | #REF! | #REF! | #REF! | #REF! | #REF! | #REF! | #REF! | #REF! | #REF! | #REF! | #REF! | #REF! | #REF! | #REF! | #REF! | #REF! | #REF! | #REF! | #REF! | #REF! | #REF! | #REF! | #REF! | #REF! | #REF! | #REF! | #REF! | #REF! | #REF! | #REF! | #REF! | #REF! | #REF! | #REF! | #REF! | #REF! | #REF! | #REF! | #REF! | #REF! | #REF! | #REF! | #REF! | #REF! | #REF! | #REF! | #REF! | #REF! | #REF! | #REF! | #REF! | #REF! | #REF! | #REF! | #REF! | #REF! | #REF! | #REF! | #REF! | #REF! | #REF! | #REF! | #REF! | #REF! | #REF! | #REF! | #REF! | #REF! | #REF! | #REF! | #REF! | #REF! | #REF! | #REF! | #REF! | #REF! | #REF! | #REF! | #REF! | #REF! | #REF! | #REF! | #REF! | #REF! | #REF! | #REF! | #REF! | #REF! | #REF! | #REF! | #REF! | #REF! | #REF! | #REF! | #REF! | #REF! | #REF! | #REF! | #REF! | #REF! | #REF! | #REF! | #REF! | #REF! | #REF! | #REF! | #REF! | #REF! | #REF! | #REF!
(+) Iluminação Ciclovia e Ciclofaixa | 0 | #REF! | #REF! | #REF! | #REF! | #REF! | #REF! | #REF! | #REF! | #REF! | #REF! | #REF! | #REF! | #REF! | #REF! | #REF! | #REF! | #REF! | #REF! | #REF! | #REF! | #REF! | #REF! | #REF! | #REF! | #REF! | #REF! | #REF! | #REF! | #REF! | #REF! | #REF! | #REF! | #REF! | #REF! | #REF! | #REF! | #REF! | #REF! | #REF! | #REF! | #REF! | #REF! | #REF! | #REF! | #REF! | #REF! | #REF! | #REF! | #REF! | #REF! | #REF! | #REF! | #REF! | #REF! | #REF! | #REF! | #REF! | #REF! | #REF! | #REF! | #REF! | #REF! | #REF! | #REF! | #REF! | #REF! | #REF! | #REF! | #REF! | #REF! | #REF! | #REF! | #REF! | #REF! | #REF! | #REF! | #REF! | #REF! | #REF! | #REF! | #REF! | #REF! | #REF! | #REF! | #REF! | #REF! | #REF! | #REF! | #REF! | #REF! | #REF! | #REF! | #REF! | #REF! | #REF! | #REF! | #REF! | #REF! | #REF! | #REF! | #REF! | #REF! | #REF! | #REF! | #REF! | #REF! | #REF! | #REF! | #REF! | #REF! | #REF! | #REF! | #REF! | #REF! | #REF! | #REF! | #REF! | #REF! | #REF! | #REF! | #REF! | #REF! | #REF! | #REF! | #REF! | #REF! | #REF! | #REF! | #REF! | #REF! | #REF! | #REF! | #REF! | #REF! | #REF! | #REF! | #REF! | #REF! | #REF! | #REF! | #REF! | #REF! | #REF! | #REF! | #REF! | #REF! | #REF! | #REF! | #REF! | #REF! | #REF! | #REF! | #REF! | #REF! | #REF! | #REF! | #REF! | #REF! | #REF! | #REF! | #REF! | #REF! | #REF! | #REF! | #REF! | #REF! | #REF! | #REF! | #REF! | #REF! | #REF! | #REF! | #REF! | #REF! | #REF! | #REF! | #REF! | #REF! | #REF! | #REF! | #REF! | #REF! | #REF! | #REF! | #REF! | #REF! | #REF! | #REF! | #REF! | #REF! | #REF! | #REF! | #REF! | #REF! | #REF! | #REF! | #REF! | #REF! | #REF! | #REF! | #REF! | #REF! | #REF! | #REF! | #REF! | #REF! | #REF! | #REF! | #REF! | #REF! | #REF! | #REF! | #REF! | #REF! | #REF!
(+) Iluminação EPL | #REF! | #REF! | #REF! | #REF! | #REF! | #REF! | #REF! | #REF! | #REF! | #REF! | #REF! | #REF! | #REF! | #REF! | #REF! | #REF! | #REF! | #REF! | #REF! | #REF! | #REF! | #REF! | #REF! | #REF! | #REF! | #REF! | #REF! | #REF! | #REF! | #REF! | #REF! | #REF! | #REF! | #REF! | #REF! | #REF! | #REF! | #REF! | #REF! | #REF! | #REF! | #REF! | #REF! | #REF! | #REF! | #REF! | #REF! | #REF! | #REF! | #REF! | #REF! | #REF! | #REF! | #REF! | #REF! | #REF! | #REF! | #REF! | #REF! | #REF! | #REF! | #REF! | #REF! | #REF! | #REF! | #REF! | #REF! | #REF! | #REF! | #REF! | #REF! | #REF! | #REF! | #REF! | #REF! | #REF! | #REF! | #REF! | #REF! | #REF! | #REF! | #REF! | #REF! | #REF! | #REF! | #REF! | #REF! | #REF! | #REF! | #REF! | #REF! | #REF! | #REF! | #REF! | #REF! | #REF! | #REF! | #REF! | #REF! | #REF! | #REF! | #REF! | #REF! | #REF! | #REF! | #REF! | #REF! | #REF! | #REF! | #REF! | #REF! | #REF! | #REF! | #REF! | #REF! | #REF! | #REF! | #REF! | #REF! | #REF! | #REF! | #REF! | #REF! | #REF! | #REF! | #REF! | #REF! | #REF! | #REF! | #REF! | #REF! | #REF! | #REF! | #REF! | #REF! | #REF! | #REF! | #REF! | #REF! | #REF! | #REF! | #REF! | #REF! | #REF! | #REF! | #REF! | #REF! | #REF! | #REF! | #REF! | #REF! | #REF! | #REF! | #REF! | #REF! | #REF! | #REF! | #REF! | #REF! | #REF! | #REF! | #REF! | #REF! | #REF! | #REF! | #REF! | #REF! | #REF! | #REF! | #REF! | #REF! | #REF! | #REF! | #REF! | #REF! | #REF! | #REF! | #REF! | #REF! | #REF! | #REF! | #REF! | #REF! | #REF! | #REF! | #REF! | #REF! | #REF! | #REF! | #REF! | #REF! | #REF! | #REF! | #REF! | #REF! | #REF! | #REF! | #REF! | #REF! | #REF! | #REF! | #REF! | #REF! | #REF! | #REF! | #REF! | #REF! | #REF! | #REF! | #REF! | #REF! | #REF! | #REF! | #REF! | #REF! | #REF!
(+) Iluminação Rural | 0 | 0 | 0 | 0 | 0 | 0 | 0 | 0 | 0 | 0 | 0 | 0 | 0 | 0 | 0 | 0 | 0 | 0 | 0 | 0 | 0 | 0 | 0 | 0 | 0 | 0 | 0 | 0 | 0 | 0 | 0 | 0 | 0 | 0 | 0 | 0 | 0 | 0 | 0 | 0 | 0 | 0 | 0 | 0 | 0 | 0 | 0 | 0 | 0 | 0 | 0 | 0 | 0 | 0 | 0 | 0 | 0 | 0 | 0 | 0 | 0 | 0 | 0 | 0 | 0 | 0 | 0 | 0 | 0 | 0 | 0 | 0 | 0 | 0 | 0 | 0 | 0 | 0 | 0 | 0 | 0 | 0 | 0 | 0 | 0 | 0 | 0 | 0 | 0 | 0 | 0 | 0 | 0 | 0 | 0 | 0 | 0 | 0 | 0 | 0 | 0 | 0 | 0 | 0 | 0 | 0 | 0 | 0 | 0 | 0 | 0 | 0 | 0 | 0 | 0 | 0 | 0 | 0 | 0 | 0 | 0 | 0 | 0 | 0 | 0 | 0 | 0 | 0 | 0 | 0 | 0 | 0 | 0 | 0 | 0 | 0 | 0 | 0 | 0 | 0 | 0 | 0 | 0 | 0 | 0 | 0 | 0 | 0 | 0 | 0 | 0 | 0 | 0 | 0 | 0 | 0 | 0 | 0 | 0 | 0 | 0 | 0 | 0 | 0 | 0 | 0 | 0 | 0 | 0 | 0 | 0 | 0 | 0 | 0 | 0 | 0 | 0 | 0 | 0 | 0 | 0 | 0 | 0 | 0 | 0 | 0 | 0 | 0 | 0 | 0 | 0 | 0 | 0 | 0 | 0 | 0 | 0 | 0 | 0 | 0 | 0 | 0 | 0 | 0 | 0 | 0 | 0 | 0 | 0 | 0 | 0 | 0 | 0 | 0 | 0 | 0
(+) Receitas Acessórias | 0 | 0 | 0 | 0 | 0 | 0 | 0 | 0 | 0 | 0 | 0 | 0 | 0 | 0 | 0 | 0 | 0 | 0 | 0 | 0 | 0 | 0 | 0 | 0 | 0 | 0 | 0 | 0 | 0 | 0 | 0 | 0 | 0 | 0 | 0 | 0 | 0 | 0 | 0 | 0 | 0 | 0 | 0 | 0 | 0 | 0 | 0 | 0 | 0 | 0 | 0 | 0 | 0 | 0 | 0 | 0 | 0 | 0 | 0 | 0 | 0 | 0 | 0 | 0 | 0 | 0 | 0 | 0 | 0 | 0 | 0 | 0 | 0 | 0 | 0 | 0 | 0 | 0 | 0 | 0 | 0 | 0 | 0 | 0 | 0 | 0 | 0 | 0 | 0 | 0 | 0 | 0 | 0 | 0 | 0 | 0 | 0 | 0 | 0 | 0 | 0 | 0 | 0 | 0 | 0 | 0 | 0 | 0 | 0 | 0 | 0 | 0 | 0 | 0 | 0 | 0 | 0 | 0 | 0 | 0 | 0 | 0 | 0 | 0 | 0 | 0 | 0 | 0 | 0 | 0 | 0 | 0 | 0 | 0 | 0 | 0 | 0 | 0 | 0 | 0 | 0 | 0 | 0 | 0 | 0 | 0 | 0 | 0 | 0 | 0 | 0 | 0 | 0 | 0 | 0 | 0 | 0 | 0 | 0 | 0 | 0 | 0 | 0 | 0 | 0 | 0 | 0 | 0 | 0 | 0 | 0 | 0 | 0 | 0 | 0 | 0 | 0 | 0 | 0 | 0 | 0 | 0 | 0 | 0 | 0 | 0 | 0 | 0 | 0 | 0 | 0 | 0 | 0 | 0 | 0 | 0 | 0 | 0 | 0 | 0 | 0 | 0 | 0 | 0 | 0 | 0 | 0 | 0 | 0 | 0 | 0 | 0 | 0 | 0 | 0 | 0
(+) Atividades Relacionadas | 0 | 0 | 0 | 0 | 0 | 0 | 0 | 0 | 0 | 0 | 0 | 0 | 0 | 0 | 0 | 0 | 0 | 0 | 0 | 0 | 0 | 0 | 0 | 0 | 0 | 0 | 0 | 0 | 0 | 0 | 0 | 0 | 0 | 0 | 0 | 0 | 0 | 0 | 0 | 0 | 0 | 0 | 0 | 0 | 0 | 0 | 0 | 0 | 0 | 0 | 0 | 0 | 0 | 0 | 0 | 0 | 0 | 0 | 0 | 0 | 0 | 0 | 0 | 0 | 0 | 0 | 0 | 0 | 0 | 0 | 0 | 0 | 0 | 0 | 0 | 0 | 0 | 0 | 0 | 0 | 0 | 0 | 0 | 0 | 0 | 0 | 0 | 0 | 0 | 0 | 0 | 0 | 0 | 0 | 0 | 0 | 0 | 0 | 0 | 0 | 0 | 0 | 0 | 0 | 0 | 0 | 0 | 0 | 0 | 0 | 0 | 0 | 0 | 0 | 0 | 0 | 0 | 0 | 0 | 0 | 0 | 0 | 0 | 0 | 0 | 0 | 0 | 0 | 0 | 0 | 0 | 0 | 0 | 0 | 0 | 0 | 0 | 0 | 0 | 0 | 0 | 0 | 0 | 0 | 0 | 0 | 0 | 0 | 0 | 0 | 0 | 0 | 0 | 0 | 0 | 0 | 0 | 0 | 0 | 0 | 0 | 0 | 0 | 0 | 0 | 0 | 0 | 0 | 0 | 0 | 0 | 0 | 0 | 0 | 0 | 0 | 0 | 0 | 0 | 0 | 0 | 0 | 0 | 0 | 0 | 0 | 0 | 0 | 0 | 0 | 0 | 0 | 0 | 0 | 0 | 0 | 0 | 0 | 0 | 0 | 0 | 0 | 0 | 0 | 0 | 0 | 0 | 0 | 0 | 0 | 0 | 0 | 0 | 0 | 0 | 0
(+) Receita de Sucata | 0 | 0 | 0 | 0 | 0 | 0 | 0 | 0 | 0 | 0 | 0 | 0 | 0 | 0 | 0 | 0 | 0 | 0 | 0 | 0 | 0 | 0 | 0 | 0 | 0 | 0 | 0 | 0 | 0 | 0 | 0 | 0 | 0 | 0 | 0 | 0 | 0 | 0 | 0 | 0 | 0 | 0 | 0 | 0 | 0 | 0 | 0 | 0 | 0 | 0 | 0 | 0 | 0 | 0 | 0 | 0 | 0 | 0 | 0 | 0 | 0 | 0 | 0 | 0 | 0 | 0 | 0 | 0 | 0 | 0 | 0 | 0 | 0 | 0 | 0 | 0 | 0 | 0 | 0 | 0 | 0 | 0 | 0 | 0 | 0 | 0 | 0 | 0 | 0 | 0 | 0 | 0 | 0 | 0 | 0 | 0 | 0 | 0 | 0 | 0 | 0 | 0 | 0 | 0 | 0 | 0 | 0 | 0 | 0 | 0 | 0 | 0 | 0 | 0 | 0 | 0 | 0 | 0 | 0 | 0 | 0 | 0 | 0 | 0 | 0 | 0 | 0 | 0 | 0 | 0 | 0 | 0 | 0 | 0 | 0 | 0 | 0 | 0 | 0 | 0 | 0 | 0 | 0 | 0 | 0 | 0 | 0 | 0 | 0 | 0 | 0 | 0 | 0 | 0 | 0 | 0 | 0 | 0 | 0 | 0 | 0 | 0 | 0 | 0 | 0 | 0 | 0 | 0 | 0 | 0 | 0 | 0 | 0 | 0 | 0 | 0 | 0 | 0 | 0 | 0 | 0 | 0 | 0 | 0 | 0 | 0 | 0 | 0 | 0 | 0 | 0 | 0 | 0 | 0 | 0 | 0 | 0 | 0 | 0 | 0 | 0 | 0 | 0 | 0 | 0 | 0 | 0 | 0 | 0 | 0 | 0 | 0 | 0 | 0 | 0 | 0
(2) IMPOSTOS SOBRE RECEITAS | 0 | 0 | 0 | 0 | 0 | 0 | 0 | 0 | 0 | 0 | 0 | 0 | 0 | 0 | 0 | 0 | 0 | 0 | #NAME? | #NAME? | #NAME? | #NAME? | #NAME? | #NAME? | #NAME? | #NAME? | #NAME? | #NAME? | #NAME? | #NAME? | #NAME? | #NAME? | #NAME? | #NAME? | #NAME? | #NAME? | #NAME? | #NAME? | #NAME? | #NAME? | #NAME? | #NAME? | #NAME? | #NAME? | #NAME? | #NAME? | #NAME? | #NAME? | #NAME? | #NAME? | #NAME? | #NAME? | #NAME? | #NAME? | #NAME? | #NAME? | #NAME? | #NAME? | #NAME? | #NAME? | #NAME? | #NAME? | #NAME? | #NAME? | #NAME? | #NAME? | #NAME? | #NAME? | #NAME? | #NAME? | #NAME? | #NAME? | #NAME? | #NAME? | #NAME? | #NAME? | #NAME? | #NAME? | #NAME? | #NAME? | #NAME? | #NAME? | #NAME? | #NAME? | #NAME? | #NAME? | #NAME? | #NAME? | #NAME? | #NAME? | #NAME? | #NAME? | #NAME? | #NAME? | #NAME? | #NAME? | #NAME? | #NAME? | #NAME? | #NAME? | #NAME? | #NAME? | #NAME? | #NAME? | #NAME? | #NAME? | #NAME? | #NAME? | #NAME? | #NAME? | #NAME? | #NAME? | #NAME? | #NAME? | #NAME? | #NAME? | #NAME? | #NAME? | #NAME? | #NAME? | #NAME? | #NAME? | #NAME? | #NAME? | #NAME? | #NAME? | #NAME? | #NAME? | #NAME? | #NAME? | #NAME? | #NAME? | #NAME? | #NAME? | #NAME? | #NAME? | #NAME? | #NAME? | #NAME? | #NAME? | #NAME? | #NAME? | #NAME? | #NAME? | #NAME? | #NAME? | #NAME? | #NAME? | #NAME? | #NAME? | #NAME? | #NAME? | #NAME? | #NAME? | #NAME? | #NAME? | #NAME? | #NAME? | #NAME? | #NAME? | #NAME? | #NAME? | #NAME? | #NAME? | #NAME? | #NAME? | #NAME? | #NAME? | #NAME? | #NAME? | #NAME? | #NAME? | #NAME? | #NAME? | #NAME? | #NAME? | #NAME? | #NAME? | #NAME? | #NAME? | #NAME? | #NAME? | #NAME? | #NAME? | #NAME? | #NAME? | #NAME? | #NAME? | #NAME? | #NAME? | #NAME? | #NAME? | #NAME? | #NAME? | #NAME? | #NAME? | #NAME? | #NAME? | #NAME? | #NAME? | #NAME? | #NAME? | #NAME? | #NAME? | #NAME? | #NAME? | #NAME? | #NAME? | #NAME? | #NAME? | #NAME? | #NAME? | #NAME? | #NAME? | #NAME? | #NAME?
(+) PIS | 0 | 0 | 0 | 0 | 0 | 0 | 0 | 0 | 0 | 0 | 0 | 0 | 0 | 0 | 0 | 0 | 0 | 0 | #NAME? | #NAME? | #NAME? | #NAME? | #NAME? | #NAME? | #NAME? | #NAME? | #NAME? | #NAME? | #NAME? | #NAME? | #NAME? | #NAME? | #NAME? | #NAME? | #NAME? | #NAME? | #NAME? | #NAME? | #NAME? | #NAME? | #NAME? | #NAME? | #NAME? | #NAME? | #NAME? | #NAME? | #NAME? | #NAME? | #NAME? | #NAME? | #NAME? | #NAME? | #NAME? | #NAME? | #NAME? | #NAME? | #NAME? | #NAME? | #NAME? | #NAME? | #NAME? | #NAME? | #NAME? | #NAME? | #NAME? | #NAME? | #NAME? | #NAME? | #NAME? | #NAME? | #NAME? | #NAME? | #NAME? | #NAME? | #NAME? | #NAME? | #NAME? | #NAME? | #NAME? | #NAME? | #NAME? | #NAME? | #NAME? | #NAME? | #NAME? | #NAME? | #NAME? | #NAME? | #NAME? | #NAME? | #NAME? | #NAME? | #NAME? | #NAME? | #NAME? | #NAME? | #NAME? | #NAME? | #NAME? | #NAME? | #NAME? | #NAME? | #NAME? | #NAME? | #NAME? | #NAME? | #NAME? | #NAME? | #NAME? | #NAME? | #NAME? | #NAME? | #NAME? | #NAME? | #NAME? | #NAME? | #NAME? | #NAME? | #NAME? | #NAME? | #NAME? | #NAME? | #NAME? | #NAME? | #NAME? | #NAME? | #NAME? | #NAME? | #NAME? | #NAME? | #NAME? | #NAME? | #NAME? | #NAME? | #NAME? | #NAME? | #NAME? | #NAME? | #NAME? | #NAME? | #NAME? | #NAME? | #NAME? | #NAME? | #NAME? | #NAME? | #NAME? | #NAME? | #NAME? | #NAME? | #NAME? | #NAME? | #NAME? | #NAME? | #NAME? | #NAME? | #NAME? | #NAME? | #NAME? | #NAME? | #NAME? | #NAME? | #NAME? | #NAME? | #NAME? | #NAME? | #NAME? | #NAME? | #NAME? | #NAME? | #NAME? | #NAME? | #NAME? | #NAME? | #NAME? | #NAME? | #NAME? | #NAME? | #NAME? | #NAME? | #NAME? | #NAME? | #NAME? | #NAME? | #NAME? | #NAME? | #NAME? | #NAME? | #NAME? | #NAME? | #NAME? | #NAME? | #NAME? | #NAME? | #NAME? | #NAME? | #NAME? | #NAME? | #NAME? | #NAME? | #NAME? | #NAME? | #NAME? | #NAME? | #NAME? | #NAME? | #NAME? | #NAME? | #NAME? | #NAME? | #NAME? | #NAME? | #NAME? | #NAME? | #NAME? | #NAME?
(+) COFINS | 0 | 0 | 0 | 0 | 0 | 0 | 0 | 0 | 0 | 0 | 0 | 0 | 0 | 0 | 0 | 0 | 0 | 0 | #NAME? | #NAME? | #NAME? | #NAME? | #NAME? | #NAME? | #NAME? | #NAME? | #NAME? | #NAME? | #NAME? | #NAME? | #NAME? | #NAME? | #NAME? | #NAME? | #NAME? | #NAME? | #NAME? | #NAME? | #NAME? | #NAME? | #NAME? | #NAME? | #NAME? | #NAME? | #NAME? | #NAME? | #NAME? | #NAME? | #NAME? | #NAME? | #NAME? | #NAME? | #NAME? | #NAME? | #NAME? | #NAME? | #NAME? | #NAME? | #NAME? | #NAME? | #NAME? | #NAME? | #NAME? | #NAME? | #NAME? | #NAME? | #NAME? | #NAME? | #NAME? | #NAME? | #NAME? | #NAME? | #NAME? | #NAME? | #NAME? | #NAME? | #NAME? | #NAME? | #NAME? | #NAME? | #NAME? | #NAME? | #NAME? | #NAME? | #NAME? | #NAME? | #NAME? | #NAME? | #NAME? | #NAME? | #NAME? | #NAME? | #NAME? | #NAME? | #NAME? | #NAME? | #NAME? | #NAME? | #NAME? | #NAME? | #NAME? | #NAME? | #NAME? | #NAME? | #NAME? | #NAME? | #NAME? | #NAME? | #NAME? | #NAME? | #NAME? | #NAME? | #NAME? | #NAME? | #NAME? | #NAME? | #NAME? | #NAME? | #NAME? | #NAME? | #NAME? | #NAME? | #NAME? | #NAME? | #NAME? | #NAME? | #NAME? | #NAME? | #NAME? | #NAME? | #NAME? | #NAME? | #NAME? | #NAME? | #NAME? | #NAME? | #NAME? | #NAME? | #NAME? | #NAME? | #NAME? | #NAME? | #NAME? | #NAME? | #NAME? | #NAME? | #NAME? | #NAME? | #NAME? | #NAME? | #NAME? | #NAME? | #NAME? | #NAME? | #NAME? | #NAME? | #NAME? | #NAME? | #NAME? | #NAME? | #NAME? | #NAME? | #NAME? | #NAME? | #NAME? | #NAME? | #NAME? | #NAME? | #NAME? | #NAME? | #NAME? | #NAME? | #NAME? | #NAME? | #NAME? | #NAME? | #NAME? | #NAME? | #NAME? | #NAME? | #NAME? | #NAME? | #NAME? | #NAME? | #NAME? | #NAME? | #NAME? | #NAME? | #NAME? | #NAME? | #NAME? | #NAME? | #NAME? | #NAME? | #NAME? | #NAME? | #NAME? | #NAME? | #NAME? | #NAME? | #NAME? | #NAME? | #NAME? | #NAME? | #NAME? | #NAME? | #NAME? | #NAME? | #NAME? | #NAME? | #NAME? | #NAME? | #NAME? | #NAME? | #NAME? | #NAME?
(+) ISS | 0 | 0 | 0 | 0 | 0 | 0 | 0 | 0 | 0 | 0 | 0 | 0 | 0 | 0 | 0 | 0 | 0 | 0 | #NAME? | #NAME? | #NAME? | #NAME? | #NAME? | #NAME? | #NAME? | #NAME? | #NAME? | #NAME? | #NAME? | #NAME? | #NAME? | #NAME? | #NAME? | #NAME? | #NAME? | #NAME? | #NAME? | #NAME? | #NAME? | #NAME? | #NAME? | #NAME? | #NAME? | #NAME? | #NAME? | #NAME? | #NAME? | #NAME? | #NAME? | #NAME? | #NAME? | #NAME? | #NAME? | #NAME? | #NAME? | #NAME? | #NAME? | #NAME? | #NAME? | #NAME? | #NAME? | #NAME? | #NAME? | #NAME? | #NAME? | #NAME? | #NAME? | #NAME? | #NAME? | #NAME? | #NAME? | #NAME? | #NAME? | #NAME? | #NAME? | #NAME? | #NAME? | #NAME? | #NAME? | #NAME? | #NAME? | #NAME? | #NAME? | #NAME? | #NAME? | #NAME? | #NAME? | #NAME? | #NAME? | #NAME? | #NAME? | #NAME? | #NAME? | #NAME? | #NAME? | #NAME? | #NAME? | #NAME? | #NAME? | #NAME? | #NAME? | #NAME? | #NAME? | #NAME? | #NAME? | #NAME? | #NAME? | #NAME? | #NAME? | #NAME? | #NAME? | #NAME? | #NAME? | #NAME? | #NAME? | #NAME? | #NAME? | #NAME? | #NAME? | #NAME? | #NAME? | #NAME? | #NAME? | #NAME? | #NAME? | #NAME? | #NAME? | #NAME? | #NAME? | #NAME? | #NAME? | #NAME? | #NAME? | #NAME? | #NAME? | #NAME? | #NAME? | #NAME? | #NAME? | #NAME? | #NAME? | #NAME? | #NAME? | #NAME? | #NAME? | #NAME? | #NAME? | #NAME? | #NAME? | #NAME? | #NAME? | #NAME? | #NAME? | #NAME? | #NAME? | #NAME? | #NAME? | #NAME? | #NAME? | #NAME? | #NAME? | #NAME? | #NAME? | #NAME? | #NAME? | #NAME? | #NAME? | #NAME? | #NAME? | #NAME? | #NAME? | #NAME? | #NAME? | #NAME? | #NAME? | #NAME? | #NAME? | #NAME? | #NAME? | #NAME? | #NAME? | #NAME? | #NAME? | #NAME? | #NAME? | #NAME? | #NAME? | #NAME? | #NAME? | #NAME? | #NAME? | #NAME? | #NAME? | #NAME? | #NAME? | #NAME? | #NAME? | #NAME? | #NAME? | #NAME? | #NAME? | #NAME? | #NAME? | #NAME? | #NAME? | #NAME? | #NAME? | #NAME? | #NAME? | #NAME? | #NAME? | #NAME? | #NAME? | #NAME? | #NAME? | #NAME?
( - ) PIS - Crédito | 0 | 0 | 0 | 0 | 0 | 0 | 0 | 0 | 0 | 0 | 0 | 0 | 0 | 0 | 0 | 0 | 0 | 0 | 0 | 0 | 0 | 0 | 0 | 0 | 0 | 0 | 0 | 0 | 0 | 0 | 0 | 0 | 0 | 0 | 0 | 0 | 0 | 0 | 0 | 0 | 0 | 0 | 0 | 0 | 0 | 0 | 0 | 0 | 0 | 0 | 0 | 0 | 0 | 0 | 0 | 0 | 0 | 0 | 0 | 0 | 0 | 0 | 0 | 0 | 0 | 0 | 0 | 0 | 0 | 0 | 0 | 0 | 0 | 0 | 0 | 0 | 0 | 0 | 0 | 0 | 0 | 0 | 0 | 0 | 0 | 0 | 0 | 0 | 0 | 0 | 0 | 0 | 0 | 0 | 0 | 0 | 0 | 0 | 0 | 0 | 0 | 0 | 0 | 0 | 0 | 0 | 0 | 0 | 0 | 0 | 0 | 0 | 0 | 0 | 0 | 0 | 0 | 0 | 0 | 0 | 0 | 0 | 0 | 0 | 0 | 0 | 0 | 0 | 0 | 0 | 0 | 0 | 0 | 0 | 0 | 0 | 0 | 0 | 0 | 0 | 0 | 0 | 0 | 0 | 0 | 0 | 0 | 0 | 0 | 0 | 0 | 0 | 0 | 0 | 0 | 0 | 0 | 0 | 0 | 0 | 0 | 0 | 0 | 0 | 0 | 0 | 0 | 0 | 0 | 0 | 0 | 0 | 0 | 0 | 0 | 0 | 0 | 0 | 0 | 0 | 0 | 0 | 0 | 0 | 0 | 0 | 0 | 0 | 0 | 0 | 0 | 0 | 0 | 0 | 0 | 0 | 0 | 0 | 0 | 0 | 0 | 0 | 0 | 0 | 0 | 0 | 0 | 0 | 0 | 0 | 0 | 0 | 0 | 0 | 0 | 0
( - ) COFINS - Crédito | 0 | 0 | 0 | 0 | 0 | 0 | 0 | 0 | 0 | 0 | 0 | 0 | 0 | 0 | 0 | 0 | 0 | 0 | 0 | 0 | 0 | 0 | 0 | 0 | 0 | 0 | 0 | 0 | 0 | 0 | 0 | 0 | 0 | 0 | 0 | 0 | 0 | 0 | 0 | 0 | 0 | 0 | 0 | 0 | 0 | 0 | 0 | 0 | 0 | 0 | 0 | 0 | 0 | 0 | 0 | 0 | 0 | 0 | 0 | 0 | 0 | 0 | 0 | 0 | 0 | 0 | 0 | 0 | 0 | 0 | 0 | 0 | 0 | 0 | 0 | 0 | 0 | 0 | 0 | 0 | 0 | 0 | 0 | 0 | 0 | 0 | 0 | 0 | 0 | 0 | 0 | 0 | 0 | 0 | 0 | 0 | 0 | 0 | 0 | 0 | 0 | 0 | 0 | 0 | 0 | 0 | 0 | 0 | 0 | 0 | 0 | 0 | 0 | 0 | 0 | 0 | 0 | 0 | 0 | 0 | 0 | 0 | 0 | 0 | 0 | 0 | 0 | 0 | 0 | 0 | 0 | 0 | 0 | 0 | 0 | 0 | 0 | 0 | 0 | 0 | 0 | 0 | 0 | 0 | 0 | 0 | 0 | 0 | 0 | 0 | 0 | 0 | 0 | 0 | 0 | 0 | 0 | 0 | 0 | 0 | 0 | 0 | 0 | 0 | 0 | 0 | 0 | 0 | 0 | 0 | 0 | 0 | 0 | 0 | 0 | 0 | 0 | 0 | 0 | 0 | 0 | 0 | 0 | 0 | 0 | 0 | 0 | 0 | 0 | 0 | 0 | 0 | 0 | 0 | 0 | 0 | 0 | 0 | 0 | 0 | 0 | 0 | 0 | 0 | 0 | 0 | 0 | 0 | 0 | 0 | 0 | 0 | 0 | 0 | 0 | 0
(3) RECEITA LÍQUIDA (1 - 2) | 0 | 0 | 0 | 0 | 0 | 0 | 0 | 0 | 0 | 0 | 0 | 0 | 0 | 0 | 0 | 0 | 0 | 0 | #NAME? | #NAME? | #NAME? | #NAME? | #NAME? | #NAME? | #NAME? | #NAME? | #NAME? | #NAME? | #NAME? | #NAME? | #NAME? | #NAME? | #NAME? | #NAME? | #NAME? | #NAME? | #NAME? | #NAME? | #NAME? | #NAME? | #NAME? | #NAME? | #NAME? | #NAME? | #NAME? | #NAME? | #NAME? | #NAME? | #NAME? | #NAME? | #NAME? | #NAME? | #NAME? | #NAME? | #NAME? | #NAME? | #NAME? | #NAME? | #NAME? | #NAME? | #NAME? | #NAME? | #NAME? | #NAME? | #NAME? | #NAME? | #NAME? | #NAME? | #NAME? | #NAME? | #NAME? | #NAME? | #NAME? | #NAME? | #NAME? | #NAME? | #NAME? | #NAME? | #NAME? | #NAME? | #NAME? | #NAME? | #NAME? | #NAME? | #NAME? | #NAME? | #NAME? | #NAME? | #NAME? | #NAME? | #NAME? | #NAME? | #NAME? | #NAME? | #NAME? | #NAME? | #NAME? | #NAME? | #NAME? | #NAME? | #NAME? | #NAME? | #NAME? | #NAME? | #NAME? | #NAME? | #NAME? | #NAME? | #NAME? | #NAME? | #NAME? | #NAME? | #NAME? | #NAME? | #NAME? | #NAME? | #NAME? | #NAME? | #NAME? | #NAME? | #NAME? | #NAME? | #NAME? | #NAME? | #NAME? | #NAME? | #NAME? | #NAME? | #NAME? | #NAME? | #NAME? | #NAME? | #NAME? | #NAME? | #NAME? | #NAME? | #NAME? | #NAME? | #NAME? | #NAME? | #NAME? | #NAME? | #NAME? | #NAME? | #NAME? | #NAME? | #NAME? | #NAME? | #NAME? | #NAME? | #NAME? | #NAME? | #NAME? | #NAME? | #NAME? | #NAME? | #NAME? | #NAME? | #NAME? | #NAME? | #NAME? | #NAME? | #NAME? | #NAME? | #NAME? | #NAME? | #NAME? | #NAME? | #NAME? | #NAME? | #NAME? | #NAME? | #NAME? | #NAME? | #NAME? | #NAME? | #NAME? | #NAME? | #NAME? | #NAME? | #NAME? | #NAME? | #NAME? | #NAME? | #NAME? | #NAME? | #NAME? | #NAME? | #NAME? | #NAME? | #NAME? | #NAME? | #NAME? | #NAME? | #NAME? | #NAME? | #NAME? | #NAME? | #NAME? | #NAME? | #NAME? | #NAME? | #NAME? | #NAME? | #NAME? | #NAME? | #NAME? | #NAME? | #NAME? | #NAME? | #NAME? | #NAME? | #NAME? | #NAME? | #NAME? | #NAME?
(4) OPEX | 0 | 0 | 0 | 0 | 0 | 0 | 0 | 0 | 0 | 0 | 0 | 0 | 0 | 0 | 0 | 0 | 0 | 0 | 0 | 0 | 0 | 0 | 0 | 0 | 0 | 0 | 0 | 0 | 0 | 0 | 0 | 0 | 0 | 0 | 0 | 0 | 0 | 0 | 0 | 0 | 0 | 0 | 0 | 0 | 0 | 0 | 0 | 0 | 0 | 0 | 0 | 0 | 0 | 0 | 0 | 0 | 0 | 0 | 0 | 0 | 0 | 0 | 0 | 0 | 0 | 0 | 0 | 0 | 0 | 0 | 0 | 0 | 0 | 0 | 0 | 0 | 0 | 0 | 0 | 0 | 0 | 0 | 0 | 0 | 0 | 0 | 0 | 0 | 0 | 0 | 0 | 0 | 0 | 0 | 0 | 0 | 0 | 0 | 0 | 0 | 0 | 0 | 0 | 0 | 0 | 0 | 0 | 0 | 0 | 0 | 0 | 0 | 0 | 0 | 0 | 0 | 0 | 0 | 0 | 0 | 0 | 0 | 0 | 0 | 0 | 0 | 0 | 0 | 0 | 0 | 0 | 0 | 0 | 0 | 0 | 0 | 0 | 0 | 0 | 0 | 0 | 0 | 0 | 0 | 0 | 0 | 0 | 0 | 0 | 0 | 0 | 0 | 0 | 0 | 0 | 0 | 0 | 0 | 0 | 0 | 0 | 0 | 0 | 0 | 0 | 0 | 0 | 0 | 0 | 0 | 0 | 0 | 0 | 0 | 0 | 0 | 0 | 0 | 0 | 0 | 0 | 0 | 0 | 0 | 0 | 0 | 0 | 0 | 0 | 0 | 0 | 0 | 0 | 0 | 0 | 0 | 0 | 0 | 0 | 0 | 0 | 0 | 0 | 0 | 0 | 0 | 0 | 0 | 0 | 0 | 0 | 0 | 0 | 0 | 0 | 0
(+) Atendimento de Chamado (Material) | 0 | 0 | 0 | 0 | 0 | 0 | 0 | 0 | 0 | 0 | 0 | 0 | 0 | 0 | 0 | 0 | 0 | 0 | 0 | 0 | 0 | 0 | 0 | 0 | 0 | 0 | 0 | 0 | 0 | 0 | 0 | 0 | 0 | 0 | 0 | 0 | 0 | 0 | 0 | 0 | 0 | 0 | 0 | 0 | 0 | 0 | 0 | 0 | 0 | 0 | 0 | 0 | 0 | 0 | 0 | 0 | 0 | 0 | 0 | 0 | 0 | 0 | 0 | 0 | 0 | 0 | 0 | 0 | 0 | 0 | 0 | 0 | 0 | 0 | 0 | 0 | 0 | 0 | 0 | 0 | 0 | 0 | 0 | 0 | 0 | 0 | 0 | 0 | 0 | 0 | 0 | 0 | 0 | 0 | 0 | 0 | 0 | 0 | 0 | 0 | 0 | 0 | 0 | 0 | 0 | 0 | 0 | 0 | 0 | 0 | 0 | 0 | 0 | 0 | 0 | 0 | 0 | 0 | 0 | 0 | 0 | 0 | 0 | 0 | 0 | 0 | 0 | 0 | 0 | 0 | 0 | 0 | 0 | 0 | 0 | 0 | 0 | 0 | 0 | 0 | 0 | 0 | 0 | 0 | 0 | 0 | 0 | 0 | 0 | 0 | 0 | 0 | 0 | 0 | 0 | 0 | 0 | 0 | 0 | 0 | 0 | 0 | 0 | 0 | 0 | 0 | 0 | 0 | 0 | 0 | 0 | 0 | 0 | 0 | 0 | 0 | 0 | 0 | 0 | 0 | 0 | 0 | 0 | 0 | 0 | 0 | 0 | 0 | 0 | 0 | 0 | 0 | 0 | 0 | 0 | 0 | 0 | 0 | 0 | 0 | 0 | 0 | 0 | 0 | 0 | 0 | 0 | 0 | 0 | 0 | 0 | 0 | 0 | 0 | 0 | 0
(+) Atendimento de Chamado (MO) | 0 | 0 | 0 | 0 | 0 | 0 | 0 | 0 | 0 | 0 | 0 | 0 | 0 | 0 | 0 | 0 | 0 | 0 | 0 | 0 | 0 | 0 | 0 | 0 | 0 | 0 | 0 | 0 | 0 | 0 | 0 | 0 | 0 | 0 | 0 | 0 | 0 | 0 | 0 | 0 | 0 | 0 | 0 | 0 | 0 | 0 | 0 | 0 | 0 | 0 | 0 | 0 | 0 | 0 | 0 | 0 | 0 | 0 | 0 | 0 | 0 | 0 | 0 | 0 | 0 | 0 | 0 | 0 | 0 | 0 | 0 | 0 | 0 | 0 | 0 | 0 | 0 | 0 | 0 | 0 | 0 | 0 | 0 | 0 | 0 | 0 | 0 | 0 | 0 | 0 | 0 | 0 | 0 | 0 | 0 | 0 | 0 | 0 | 0 | 0 | 0 | 0 | 0 | 0 | 0 | 0 | 0 | 0 | 0 | 0 | 0 | 0 | 0 | 0 | 0 | 0 | 0 | 0 | 0 | 0 | 0 | 0 | 0 | 0 | 0 | 0 | 0 | 0 | 0 | 0 | 0 | 0 | 0 | 0 | 0 | 0 | 0 | 0 | 0 | 0 | 0 | 0 | 0 | 0 | 0 | 0 | 0 | 0 | 0 | 0 | 0 | 0 | 0 | 0 | 0 | 0 | 0 | 0 | 0 | 0 | 0 | 0 | 0 | 0 | 0 | 0 | 0 | 0 | 0 | 0 | 0 | 0 | 0 | 0 | 0 | 0 | 0 | 0 | 0 | 0 | 0 | 0 | 0 | 0 | 0 | 0 | 0 | 0 | 0 | 0 | 0 | 0 | 0 | 0 | 0 | 0 | 0 | 0 | 0 | 0 | 0 | 0 | 0 | 0 | 0 | 0 | 0 | 0 | 0 | 0 | 0 | 0 | 0 | 0 | 0 | 0
(+) Equipe de Ronda | 0 | 0 | 0 | 0 | 0 | 0 | 0 | 0 | 0 | 0 | 0 | 0 | 0 | 0 | 0 | 0 | 0 | 0 | 0 | 0 | 0 | 0 | 0 | 0 | 0 | 0 | 0 | 0 | 0 | 0 | 0 | 0 | 0 | 0 | 0 | 0 | 0 | 0 | 0 | 0 | 0 | 0 | 0 | 0 | 0 | 0 | 0 | 0 | 0 | 0 | 0 | 0 | 0 | 0 | 0 | 0 | 0 | 0 | 0 | 0 | 0 | 0 | 0 | 0 | 0 | 0 | 0 | 0 | 0 | 0 | 0 | 0 | 0 | 0 | 0 | 0 | 0 | 0 | 0 | 0 | 0 | 0 | 0 | 0 | 0 | 0 | 0 | 0 | 0 | 0 | 0 | 0 | 0 | 0 | 0 | 0 | 0 | 0 | 0 | 0 | 0 | 0 | 0 | 0 | 0 | 0 | 0 | 0 | 0 | 0 | 0 | 0 | 0 | 0 | 0 | 0 | 0 | 0 | 0 | 0 | 0 | 0 | 0 | 0 | 0 | 0 | 0 | 0 | 0 | 0 | 0 | 0 | 0 | 0 | 0 | 0 | 0 | 0 | 0 | 0 | 0 | 0 | 0 | 0 | 0 | 0 | 0 | 0 | 0 | 0 | 0 | 0 | 0 | 0 | 0 | 0 | 0 | 0 | 0 | 0 | 0 | 0 | 0 | 0 | 0 | 0 | 0 | 0 | 0 | 0 | 0 | 0 | 0 | 0 | 0 | 0 | 0 | 0 | 0 | 0 | 0 | 0 | 0 | 0 | 0 | 0 | 0 | 0 | 0 | 0 | 0 | 0 | 0 | 0 | 0 | 0 | 0 | 0 | 0 | 0 | 0 | 0 | 0 | 0 | 0 | 0 | 0 | 0 | 0 | 0 | 0 | 0 | 0 | 0 | 0 | 0
(+) Poda de Árvore | 0 | 0 | 0 | 0 | 0 | 0 | 0 | 0 | 0 | 0 | 0 | 0 | 0 | 0 | 0 | 0 | 0 | 0 | 0 | 0 | 0 | 0 | 0 | 0 | 0 | 0 | 0 | 0 | 0 | 0 | 0 | 0 | 0 | 0 | 0 | 0 | 0 | 0 | 0 | 0 | 0 | 0 | 0 | 0 | 0 | 0 | 0 | 0 | 0 | 0 | 0 | 0 | 0 | 0 | 0 | 0 | 0 | 0 | 0 | 0 | 0 | 0 | 0 | 0 | 0 | 0 | 0 | 0 | 0 | 0 | 0 | 0 | 0 | 0 | 0 | 0 | 0 | 0 | 0 | 0 | 0 | 0 | 0 | 0 | 0 | 0 | 0 | 0 | 0 | 0 | 0 | 0 | 0 | 0 | 0 | 0 | 0 | 0 | 0 | 0 | 0 | 0 | 0 | 0 | 0 | 0 | 0 | 0 | 0 | 0 | 0 | 0 | 0 | 0 | 0 | 0 | 0 | 0 | 0 | 0 | 0 | 0 | 0 | 0 | 0 | 0 | 0 | 0 | 0 | 0 | 0 | 0 | 0 | 0 | 0 | 0 | 0 | 0 | 0 | 0 | 0 | 0 | 0 | 0 | 0 | 0 | 0 | 0 | 0 | 0 | 0 | 0 | 0 | 0 | 0 | 0 | 0 | 0 | 0 | 0 | 0 | 0 | 0 | 0 | 0 | 0 | 0 | 0 | 0 | 0 | 0 | 0 | 0 | 0 | 0 | 0 | 0 | 0 | 0 | 0 | 0 | 0 | 0 | 0 | 0 | 0 | 0 | 0 | 0 | 0 | 0 | 0 | 0 | 0 | 0 | 0 | 0 | 0 | 0 | 0 | 0 | 0 | 0 | 0 | 0 | 0 | 0 | 0 | 0 | 0 | 0 | 0 | 0 | 0 | 0 | 0
(+) Telegestão, Gestão Integrada e Call Center | 0 | 0 | 0 | 0 | 0 | 0 | 0 | 0 | 0 | 0 | 0 | 0 | 0 | 0 | 0 | 0 | 0 | 0 | 0 | 0 | 0 | 0 | 0 | 0 | 0 | 0 | 0 | 0 | 0 | 0 | 0 | 0 | 0 | 0 | 0 | 0 | 0 | 0 | 0 | 0 | 0 | 0 | 0 | 0 | 0 | 0 | 0 | 0 | 0 | 0 | 0 | 0 | 0 | 0 | 0 | 0 | 0 | 0 | 0 | 0 | 0 | 0 | 0 | 0 | 0 | 0 | 0 | 0 | 0 | 0 | 0 | 0 | 0 | 0 | 0 | 0 | 0 | 0 | 0 | 0 | 0 | 0 | 0 | 0 | 0 | 0 | 0 | 0 | 0 | 0 | 0 | 0 | 0 | 0 | 0 | 0 | 0 | 0 | 0 | 0 | 0 | 0 | 0 | 0 | 0 | 0 | 0 | 0 | 0 | 0 | 0 | 0 | 0 | 0 | 0 | 0 | 0 | 0 | 0 | 0 | 0 | 0 | 0 | 0 | 0 | 0 | 0 | 0 | 0 | 0 | 0 | 0 | 0 | 0 | 0 | 0 | 0 | 0 | 0 | 0 | 0 | 0 | 0 | 0 | 0 | 0 | 0 | 0 | 0 | 0 | 0 | 0 | 0 | 0 | 0 | 0 | 0 | 0 | 0 | 0 | 0 | 0 | 0 | 0 | 0 | 0 | 0 | 0 | 0 | 0 | 0 | 0 | 0 | 0 | 0 | 0 | 0 | 0 | 0 | 0 | 0 | 0 | 0 | 0 | 0 | 0 | 0 | 0 | 0 | 0 | 0 | 0 | 0 | 0 | 0 | 0 | 0 | 0 | 0 | 0 | 0 | 0 | 0 | 0 | 0 | 0 | 0 | 0 | 0 | 0 | 0 | 0 | 0 | 0 | 0 | 0
(+) Equipe Não-Operacional | 0 | 0 | 0 | 0 | 0 | 0 | 0 | 0 | 0 | 0 | 0 | 0 | 0 | 0 | 0 | 0 | 0 | 0 | 0 | 0 | 0 | 0 | 0 | 0 | 0 | 0 | 0 | 0 | 0 | 0 | 0 | 0 | 0 | 0 | 0 | 0 | 0 | 0 | 0 | 0 | 0 | 0 | 0 | 0 | 0 | 0 | 0 | 0 | 0 | 0 | 0 | 0 | 0 | 0 | 0 | 0 | 0 | 0 | 0 | 0 | 0 | 0 | 0 | 0 | 0 | 0 | 0 | 0 | 0 | 0 | 0 | 0 | 0 | 0 | 0 | 0 | 0 | 0 | 0 | 0 | 0 | 0 | 0 | 0 | 0 | 0 | 0 | 0 | 0 | 0 | 0 | 0 | 0 | 0 | 0 | 0 | 0 | 0 | 0 | 0 | 0 | 0 | 0 | 0 | 0 | 0 | 0 | 0 | 0 | 0 | 0 | 0 | 0 | 0 | 0 | 0 | 0 | 0 | 0 | 0 | 0 | 0 | 0 | 0 | 0 | 0 | 0 | 0 | 0 | 0 | 0 | 0 | 0 | 0 | 0 | 0 | 0 | 0 | 0 | 0 | 0 | 0 | 0 | 0 | 0 | 0 | 0 | 0 | 0 | 0 | 0 | 0 | 0 | 0 | 0 | 0 | 0 | 0 | 0 | 0 | 0 | 0 | 0 | 0 | 0 | 0 | 0 | 0 | 0 | 0 | 0 | 0 | 0 | 0 | 0 | 0 | 0 | 0 | 0 | 0 | 0 | 0 | 0 | 0 | 0 | 0 | 0 | 0 | 0 | 0 | 0 | 0 | 0 | 0 | 0 | 0 | 0 | 0 | 0 | 0 | 0 | 0 | 0 | 0 | 0 | 0 | 0 | 0 | 0 | 0 | 0 | 0 | 0 | 0 | 0 | 0
(+) Despesas Gerais e Administrativas | 0 | 0 | 0 | 0 | 0 | 0 | 0 | 0 | 0 | 0 | 0 | 0 | 0 | 0 | 0 | 0 | 0 | 0 | 0 | 0 | 0 | 0 | 0 | 0 | 0 | 0 | 0 | 0 | 0 | 0 | 0 | 0 | 0 | 0 | 0 | 0 | 0 | 0 | 0 | 0 | 0 | 0 | 0 | 0 | 0 | 0 | 0 | 0 | 0 | 0 | 0 | 0 | 0 | 0 | 0 | 0 | 0 | 0 | 0 | 0 | 0 | 0 | 0 | 0 | 0 | 0 | 0 | 0 | 0 | 0 | 0 | 0 | 0 | 0 | 0 | 0 | 0 | 0 | 0 | 0 | 0 | 0 | 0 | 0 | 0 | 0 | 0 | 0 | 0 | 0 | 0 | 0 | 0 | 0 | 0 | 0 | 0 | 0 | 0 | 0 | 0 | 0 | 0 | 0 | 0 | 0 | 0 | 0 | 0 | 0 | 0 | 0 | 0 | 0 | 0 | 0 | 0 | 0 | 0 | 0 | 0 | 0 | 0 | 0 | 0 | 0 | 0 | 0 | 0 | 0 | 0 | 0 | 0 | 0 | 0 | 0 | 0 | 0 | 0 | 0 | 0 | 0 | 0 | 0 | 0 | 0 | 0 | 0 | 0 | 0 | 0 | 0 | 0 | 0 | 0 | 0 | 0 | 0 | 0 | 0 | 0 | 0 | 0 | 0 | 0 | 0 | 0 | 0 | 0 | 0 | 0 | 0 | 0 | 0 | 0 | 0 | 0 | 0 | 0 | 0 | 0 | 0 | 0 | 0 | 0 | 0 | 0 | 0 | 0 | 0 | 0 | 0 | 0 | 0 | 0 | 0 | 0 | 0 | 0 | 0 | 0 | 0 | 0 | 0 | 0 | 0 | 0 | 0 | 0 | 0 | 0 | 0 | 0 | 0 | 0 | 0
(+) Seguros e Garantias | 0 | 0 | 0 | 0 | 0 | 0 | 0 | 0 | 0 | 0 | 0 | 0 | 0 | 0 | 0 | 0 | 0 | 0 | 0 | 0 | 0 | 0 | 0 | 0 | 0 | 0 | 0 | 0 | 0 | 0 | 0 | 0 | 0 | 0 | 0 | 0 | 0 | 0 | 0 | 0 | 0 | 0 | 0 | 0 | 0 | 0 | 0 | 0 | 0 | 0 | 0 | 0 | 0 | 0 | 0 | 0 | 0 | 0 | 0 | 0 | 0 | 0 | 0 | 0 | 0 | 0 | 0 | 0 | 0 | 0 | 0 | 0 | 0 | 0 | 0 | 0 | 0 | 0 | 0 | 0 | 0 | 0 | 0 | 0 | 0 | 0 | 0 | 0 | 0 | 0 | 0 | 0 | 0 | 0 | 0 | 0 | 0 | 0 | 0 | 0 | 0 | 0 | 0 | 0 | 0 | 0 | 0 | 0 | 0 | 0 | 0 | 0 | 0 | 0 | 0 | 0 | 0 | 0 | 0 | 0 | 0 | 0 | 0 | 0 | 0 | 0 | 0 | 0 | 0 | 0 | 0 | 0 | 0 | 0 | 0 | 0 | 0 | 0 | 0 | 0 | 0 | 0 | 0 | 0 | 0 | 0 | 0 | 0 | 0 | 0 | 0 | 0 | 0 | 0 | 0 | 0 | 0 | 0 | 0 | 0 | 0 | 0 | 0 | 0 | 0 | 0 | 0 | 0 | 0 | 0 | 0 | 0 | 0 | 0 | 0 | 0 | 0 | 0 | 0 | 0 | 0 | 0 | 0 | 0 | 0 | 0 | 0 | 0 | 0 | 0 | 0 | 0 | 0 | 0 | 0 | 0 | 0 | 0 | 0 | 0 | 0 | 0 | 0 | 0 | 0 | 0 | 0 | 0 | 0 | 0 | 0 | 0 | 0 | 0 | 0 | 0
(+) Verificador Independente | 0 | 0 | 0 | 0 | 0 | 0 | 0 | 0 | 0 | 0 | 0 | 0 | 0 | 0 | 0 | 0 | 0 | 0 | 0 | 0 | 0 | 0 | 0 | 0 | 0 | 0 | 0 | 0 | 0 | 0 | 0 | 0 | 0 | 0 | 0 | 0 | 0 | 0 | 0 | 0 | 0 | 0 | 0 | 0 | 0 | 0 | 0 | 0 | 0 | 0 | 0 | 0 | 0 | 0 | 0 | 0 | 0 | 0 | 0 | 0 | 0 | 0 | 0 | 0 | 0 | 0 | 0 | 0 | 0 | 0 | 0 | 0 | 0 | 0 | 0 | 0 | 0 | 0 | 0 | 0 | 0 | 0 | 0 | 0 | 0 | 0 | 0 | 0 | 0 | 0 | 0 | 0 | 0 | 0 | 0 | 0 | 0 | 0 | 0 | 0 | 0 | 0 | 0 | 0 | 0 | 0 | 0 | 0 | 0 | 0 | 0 | 0 | 0 | 0 | 0 | 0 | 0 | 0 | 0 | 0 | 0 | 0 | 0 | 0 | 0 | 0 | 0 | 0 | 0 | 0 | 0 | 0 | 0 | 0 | 0 | 0 | 0 | 0 | 0 | 0 | 0 | 0 | 0 | 0 | 0 | 0 | 0 | 0 | 0 | 0 | 0 | 0 | 0 | 0 | 0 | 0 | 0 | 0 | 0 | 0 | 0 | 0 | 0 | 0 | 0 | 0 | 0 | 0 | 0 | 0 | 0 | 0 | 0 | 0 | 0 | 0 | 0 | 0 | 0 | 0 | 0 | 0 | 0 | 0 | 0 | 0 | 0 | 0 | 0 | 0 | 0 | 0 | 0 | 0 | 0 | 0 | 0 | 0 | 0 | 0 | 0 | 0 | 0 | 0 | 0 | 0 | 0 | 0 | 0 | 0 | 0 | 0 | 0 | 0 | 0 | 0
(5) EBITDA (3-4) | 0 | 0 | 0 | 0 | 0 | 0 | 0 | 0 | 0 | 0 | 0 | 0 | 0 | 0 | 0 | 0 | 0 | 0 | #NAME? | #NAME? | #NAME? | #NAME? | #NAME? | #NAME? | #NAME? | #NAME? | #NAME? | #NAME? | #NAME? | #NAME? | #NAME? | #NAME? | #NAME? | #NAME? | #NAME? | #NAME? | #NAME? | #NAME? | #NAME? | #NAME? | #NAME? | #NAME? | #NAME? | #NAME? | #NAME? | #NAME? | #NAME? | #NAME? | #NAME? | #NAME? | #NAME? | #NAME? | #NAME? | #NAME? | #NAME? | #NAME? | #NAME? | #NAME? | #NAME? | #NAME? | #NAME? | #NAME? | #NAME? | #NAME? | #NAME? | #NAME? | #NAME? | #NAME? | #NAME? | #NAME? | #NAME? | #NAME? | #NAME? | #NAME? | #NAME? | #NAME? | #NAME? | #NAME? | #NAME? | #NAME? | #NAME? | #NAME? | #NAME? | #NAME? | #NAME? | #NAME? | #NAME? | #NAME? | #NAME? | #NAME? | #NAME? | #NAME? | #NAME? | #NAME? | #NAME? | #NAME? | #NAME? | #NAME? | #NAME? | #NAME? | #NAME? | #NAME? | #NAME? | #NAME? | #NAME? | #NAME? | #NAME? | #NAME? | #NAME? | #NAME? | #NAME? | #NAME? | #NAME? | #NAME? | #NAME? | #NAME? | #NAME? | #NAME? | #NAME? | #NAME? | #NAME? | #NAME? | #NAME? | #NAME? | #NAME? | #NAME? | #NAME? | #NAME? | #NAME? | #NAME? | #NAME? | #NAME? | #NAME? | #NAME? | #NAME? | #NAME? | #NAME? | #NAME? | #NAME? | #NAME? | #NAME? | #NAME? | #NAME? | #NAME? | #NAME? | #NAME? | #NAME? | #NAME? | #NAME? | #NAME? | #NAME? | #NAME? | #NAME? | #NAME? | #NAME? | #NAME? | #NAME? | #NAME? | #NAME? | #NAME? | #NAME? | #NAME? | #NAME? | #NAME? | #NAME? | #NAME? | #NAME? | #NAME? | #NAME? | #NAME? | #NAME? | #NAME? | #NAME? | #NAME? | #NAME? | #NAME? | #NAME? | #NAME? | #NAME? | #NAME? | #NAME? | #NAME? | #NAME? | #NAME? | #NAME? | #NAME? | #NAME? | #NAME? | #NAME? | #NAME? | #NAME? | #NAME? | #NAME? | #NAME? | #NAME? | #NAME? | #NAME? | #NAME? | #NAME? | #NAME? | #NAME? | #NAME? | #NAME? | #NAME? | #NAME? | #NAME? | #NAME? | #NAME? | #NAME? | #NAME? | #NAME? | #NAME? | #NAME? | #NAME? | #NAME? | #NAME?
(6) DEPRECIAÇÃO | 0 | 0 | 0 | 0 | 0 | 0 | #REF! | #REF! | #REF! | #REF! | #REF! | #REF! | #REF! | #REF! | #REF! | #REF! | #REF! | #REF! | #REF! | #REF! | #REF! | #REF! | #REF! | #REF! | #REF! | #REF! | #REF! | #REF! | #REF! | #REF! | #REF! | #REF! | #REF! | #REF! | #REF! | #REF! | #REF! | #REF! | #REF! | #REF! | #REF! | #REF! | #REF! | #REF! | #REF! | #REF! | #REF! | #REF! | #REF! | #REF! | #REF! | #REF! | #REF! | #REF! | #REF! | #REF! | #REF! | #REF! | #REF! | #REF! | #REF! | #REF! | #REF! | #REF! | #REF! | #REF! | #REF! | #REF! | #REF! | #REF! | #REF! | #REF! | #REF! | #REF! | #REF! | #REF! | #REF! | #REF! | #REF! | #REF! | #REF! | #REF! | #REF! | #REF! | #REF! | #REF! | #REF! | #REF! | #REF! | #REF! | #REF! | #REF! | #REF! | #REF! | #REF! | #REF! | #REF! | #REF! | #REF! | #REF! | #REF! | #REF! | #REF! | #REF! | #REF! | #REF! | #REF! | #REF! | #REF! | #REF! | #REF! | #REF! | #REF! | #REF! | #REF! | #REF! | #REF! | #REF! | #REF! | #REF! | #REF! | #REF! | #REF! | #REF! | #REF! | #REF! | #REF! | #REF! | #REF! | #REF! | #REF! | #REF! | #REF! | #REF! | #REF! | #REF! | #REF! | #REF! | #REF! | #REF! | #REF! | #REF! | #REF! | #REF! | #REF! | #REF! | #REF! | #REF! | #REF! | #REF! | #REF! | #REF! | #REF! | #REF! | #REF! | #REF! | #REF! | #REF! | #REF! | #REF! | #REF! | #REF! | #REF! | #REF! | #REF! | #REF! | #REF! | #REF! | #REF! | #REF! | #REF! | #REF! | #REF! | #REF! | #REF! | #REF! | #REF! | #REF! | #REF! | #REF! | #REF! | #REF! | #REF! | #REF! | #REF! | #REF! | #REF! | #REF! | #REF! | #REF! | #REF! | #REF! | #REF! | #REF! | #REF! | #REF! | #REF! | #REF! | #REF! | #REF! | #REF! | #REF! | #REF! | #REF! | #REF! | #REF! | #REF! | #REF! | #REF! | #REF! | #REF! | #REF! | #REF! | #REF! | #REF! | #REF!
(7) DESPESAS FINANCEIRAS | 0 | 0 | 0 | 0 | 0 | 0 | 0 | 0 | 0 | 0 | 0 | 0 | 0 | 0 | 0 | 0 | 0 | 0 | 0 | 0 | 0 | 0 | 0 | 0 | 0 | 0 | 0 | 0 | 0 | 0 | 0 | 0 | 0 | 0 | 0 | 0 | 0 | 0 | 0 | 0 | 0 | 0 | 0 | 0 | 0 | 0 | 0 | 0 | 0 | 0 | 0 | 0 | 0 | 0 | 0 | 0 | 0 | 0 | 0 | 0 | 0 | 0 | 0 | 0 | 0 | 0 | 0 | 0 | 0 | 0 | 0 | 0 | 0 | 0 | 0 | 0 | 0 | 0 | 0 | 0 | 0 | 0 | 0 | 0 | 0 | 0 | 0 | 0 | 0 | 0 | 0 | 0 | 0 | 0 | 0 | 0 | 0 | 0 | 0 | 0 | 0 | 0 | 0 | 0 | 0 | 0 | 0 | 0 | 0 | 0 | 0 | 0 | 0 | 0 | 0 | 0 | 0 | 0 | 0 | 0 | 0 | 0 | 0 | 0 | 0 | 0 | 0 | 0 | 0 | 0 | 0 | 0 | 0 | 0 | 0 | 0 | 0 | 0 | 0 | 0 | 0 | 0 | 0 | 0 | 0 | 0 | 0 | 0 | 0 | 0 | 0 | 0 | 0 | 0 | 0 | 0 | 0 | 0 | 0 | 0 | 0 | 0 | 0 | 0 | 0 | 0 | 0 | 0 | 0 | 0 | 0 | 0 | 0 | 0 | 0 | 0 | 0 | 0 | 0 | 0 | 0 | 0 | 0 | 0 | 0 | 0 | 0 | 0 | 0 | 0 | 0 | 0 | 0 | 0 | 0 | 0 | 0 | 0 | 0 | 0 | 0 | 0 | 0 | 0 | 0 | 0 | 0 | 0 | 0 | 0 | 0 | 0 | 0 | 0 | 0 | 0
(8) LUCRO ANTES DO IMPOSTO (5-6-7) | 0 | 0 | 0 | 0 | 0 | 0 | #REF! | #REF! | #REF! | #REF! | #REF! | #REF! | #REF! | #REF! | #REF! | #REF! | #REF! | #REF! | #NAME? | #NAME? | #NAME? | #NAME? | #NAME? | #NAME? | #NAME? | #NAME? | #NAME? | #NAME? | #NAME? | #NAME? | #NAME? | #NAME? | #NAME? | #NAME? | #NAME? | #NAME? | #NAME? | #NAME? | #NAME? | #NAME? | #NAME? | #NAME? | #NAME? | #NAME? | #NAME? | #NAME? | #NAME? | #NAME? | #NAME? | #NAME? | #NAME? | #NAME? | #NAME? | #NAME? | #NAME? | #NAME? | #NAME? | #NAME? | #NAME? | #NAME? | #NAME? | #NAME? | #NAME? | #NAME? | #NAME? | #NAME? | #NAME? | #NAME? | #NAME? | #NAME? | #NAME? | #NAME? | #NAME? | #NAME? | #NAME? | #NAME? | #NAME? | #NAME? | #NAME? | #NAME? | #NAME? | #NAME? | #NAME? | #NAME? | #NAME? | #NAME? | #NAME? | #NAME? | #NAME? | #NAME? | #NAME? | #NAME? | #NAME? | #NAME? | #NAME? | #NAME? | #NAME? | #NAME? | #NAME? | #NAME? | #NAME? | #NAME? | #NAME? | #NAME? | #NAME? | #NAME? | #NAME? | #NAME? | #NAME? | #NAME? | #NAME? | #NAME? | #NAME? | #NAME? | #NAME? | #NAME? | #NAME? | #NAME? | #NAME? | #NAME? | #NAME? | #NAME? | #NAME? | #NAME? | #NAME? | #NAME? | #NAME? | #NAME? | #NAME? | #NAME? | #NAME? | #NAME? | #NAME? | #NAME? | #NAME? | #NAME? | #NAME? | #NAME? | #NAME? | #NAME? | #NAME? | #NAME? | #NAME? | #NAME? | #NAME? | #NAME? | #NAME? | #NAME? | #NAME? | #NAME? | #NAME? | #NAME? | #NAME? | #NAME? | #NAME? | #NAME? | #NAME? | #NAME? | #NAME? | #NAME? | #NAME? | #NAME? | #NAME? | #NAME? | #NAME? | #NAME? | #NAME? | #NAME? | #NAME? | #NAME? | #NAME? | #NAME? | #NAME? | #NAME? | #NAME? | #NAME? | #NAME? | #NAME? | #NAME? | #NAME? | #NAME? | #NAME? | #NAME? | #NAME? | #NAME? | #NAME? | #NAME? | #NAME? | #NAME? | #NAME? | #NAME? | #NAME? | #NAME? | #NAME? | #NAME? | #NAME? | #NAME? | #NAME? | #NAME? | #NAME? | #NAME? | #NAME? | #NAME? | #NAME? | #NAME? | #NAME? | #NAME? | #NAME? | #NAME? | #NAME? | #NAME? | #NAME? | #NAME? | #NAME? | #NAME? | #NAME?
(9) IRPJ / CSLL | 0 | 0 | 0 | 0 | 0 | 0 | #REF! | #REF! | #REF! | #REF! | #REF! | #REF! | #REF! | #REF! | #REF! | #REF! | #REF! | #REF! | #NAME? | #NAME? | #NAME? | #NAME? | #NAME? | #NAME? | #NAME? | #NAME? | #NAME? | #NAME? | #NAME? | #NAME? | #NAME? | #NAME? | #NAME? | #NAME? | #NAME? | #NAME? | #NAME? | #NAME? | #NAME? | #NAME? | #NAME? | #NAME? | #NAME? | #NAME? | #NAME? | #NAME? | #NAME? | #NAME? | #NAME? | #NAME? | #NAME? | #NAME? | #NAME? | #NAME? | #NAME? | #NAME? | #NAME? | #NAME? | #NAME? | #NAME? | #NAME? | #NAME? | #NAME? | #NAME? | #NAME? | #NAME? | #NAME? | #NAME? | #NAME? | #NAME? | #NAME? | #NAME? | #NAME? | #NAME? | #NAME? | #NAME? | #NAME? | #NAME? | #NAME? | #NAME? | #NAME? | #NAME? | #NAME? | #NAME? | #NAME? | #NAME? | #NAME? | #NAME? | #NAME? | #NAME? | #NAME? | #NAME? | #NAME? | #NAME? | #NAME? | #NAME? | #NAME? | #NAME? | #NAME? | #NAME? | #NAME? | #NAME? | #NAME? | #NAME? | #NAME? | #NAME? | #NAME? | #NAME? | #NAME? | #NAME? | #NAME? | #NAME? | #NAME? | #NAME? | #NAME? | #NAME? | #NAME? | #NAME? | #NAME? | #NAME? | #NAME? | #NAME? | #NAME? | #NAME? | #NAME? | #NAME? | #NAME? | #NAME? | #NAME? | #NAME? | #NAME? | #NAME? | #NAME? | #NAME? | #NAME? | #NAME? | #NAME? | #NAME? | #NAME? | #NAME? | #NAME? | #NAME? | #NAME? | #NAME? | #NAME? | #NAME? | #NAME? | #NAME? | #NAME? | #NAME? | #NAME? | #NAME? | #NAME? | #NAME? | #NAME? | #NAME? | #NAME? | #NAME? | #NAME? | #NAME? | #NAME? | #NAME? | #NAME? | #NAME? | #NAME? | #NAME? | #NAME? | #NAME? | #NAME? | #NAME? | #NAME? | #NAME? | #NAME? | #NAME? | #NAME? | #NAME? | #NAME? | #NAME? | #NAME? | #NAME? | #NAME? | #NAME? | #NAME? | #NAME? | #NAME? | #NAME? | #NAME? | #NAME? | #NAME? | #NAME? | #NAME? | #NAME? | #NAME? | #NAME? | #NAME? | #NAME? | #NAME? | #NAME? | #NAME? | #NAME? | #NAME? | #NAME? | #NAME? | #NAME? | #NAME? | #NAME? | #NAME? | #NAME? | #NAME? | #NAME? | #NAME? | #NAME? | #NAME? | #NAME? | #NAME? | #NAME?
(REF) Base de Cálculo | 0 | 0 | 0 | 0 | 0 | 0 | #REF! | #REF! | #REF! | #REF! | #REF! | #REF! | #REF! | #REF! | #REF! | #REF! | #REF! | #REF! | #NAME? | #NAME? | #NAME? | #NAME? | #NAME? | #NAME? | #NAME? | #NAME? | #NAME? | #NAME? | #NAME? | #NAME? | #NAME? | #NAME? | #NAME? | #NAME? | #NAME? | #NAME? | #NAME? | #NAME? | #NAME? | #NAME? | #NAME? | #NAME? | #NAME? | #NAME? | #NAME? | #NAME? | #NAME? | #NAME? | #NAME? | #NAME? | #NAME? | #NAME? | #NAME? | #NAME? | #NAME? | #NAME? | #NAME? | #NAME? | #NAME? | #NAME? | #NAME? | #NAME? | #NAME? | #NAME? | #NAME? | #NAME? | #NAME? | #NAME? | #NAME? | #NAME? | #NAME? | #NAME? | #NAME? | #NAME? | #NAME? | #NAME? | #NAME? | #NAME? | #NAME? | #NAME? | #NAME? | #NAME? | #NAME? | #NAME? | #NAME? | #NAME? | #NAME? | #NAME? | #NAME? | #NAME? | #NAME? | #NAME? | #NAME? | #NAME? | #NAME? | #NAME? | #NAME? | #NAME? | #NAME? | #NAME? | #NAME? | #NAME? | #NAME? | #NAME? | #NAME? | #NAME? | #NAME? | #NAME? | #NAME? | #NAME? | #NAME? | #NAME? | #NAME? | #NAME? | #NAME? | #NAME? | #NAME? | #NAME? | #NAME? | #NAME? | #NAME? | #NAME? | #NAME? | #NAME? | #NAME? | #NAME? | #NAME? | #NAME? | #NAME? | #NAME? | #NAME? | #NAME? | #NAME? | #NAME? | #NAME? | #NAME? | #NAME? | #NAME? | #NAME? | #NAME? | #NAME? | #NAME? | #NAME? | #NAME? | #NAME? | #NAME? | #NAME? | #NAME? | #NAME? | #NAME? | #NAME? | #NAME? | #NAME? | #NAME? | #NAME? | #NAME? | #NAME? | #NAME? | #NAME? | #NAME? | #NAME? | #NAME? | #NAME? | #NAME? | #NAME? | #NAME? | #NAME? | #NAME? | #NAME? | #NAME? | #NAME? | #NAME? | #NAME? | #NAME? | #NAME? | #NAME? | #NAME? | #NAME? | #NAME? | #NAME? | #NAME? | #NAME? | #NAME? | #NAME? | #NAME? | #NAME? | #NAME? | #NAME? | #NAME? | #NAME? | #NAME? | #NAME? | #NAME? | #NAME? | #NAME? | #NAME? | #NAME? | #NAME? | #NAME? | #NAME? | #NAME? | #NAME? | #NAME? | #NAME? | #NAME? | #NAME? | #NAME? | #NAME? | #NAME? | #NAME? | #NAME? | #NAME? | #NAME? | #NAME? | #NAME? | #NAME?
(+) IRPJ | 0 | 0 | 0 | 0 | 0 | 0 | #REF! | #REF! | #REF! | #REF! | #REF! | #REF! | #REF! | #REF! | #REF! | #REF! | #REF! | #REF! | #NAME? | #NAME? | #NAME? | #NAME? | #NAME? | #NAME? | #NAME? | #NAME? | #NAME? | #NAME? | #NAME? | #NAME? | #NAME? | #NAME? | #NAME? | #NAME? | #NAME? | #NAME? | #NAME? | #NAME? | #NAME? | #NAME? | #NAME? | #NAME? | #NAME? | #NAME? | #NAME? | #NAME? | #NAME? | #NAME? | #NAME? | #NAME? | #NAME? | #NAME? | #NAME? | #NAME? | #NAME? | #NAME? | #NAME? | #NAME? | #NAME? | #NAME? | #NAME? | #NAME? | #NAME? | #NAME? | #NAME? | #NAME? | #NAME? | #NAME? | #NAME? | #NAME? | #NAME? | #NAME? | #NAME? | #NAME? | #NAME? | #NAME? | #NAME? | #NAME? | #NAME? | #NAME? | #NAME? | #NAME? | #NAME? | #NAME? | #NAME? | #NAME? | #NAME? | #NAME? | #NAME? | #NAME? | #NAME? | #NAME? | #NAME? | #NAME? | #NAME? | #NAME? | #NAME? | #NAME? | #NAME? | #NAME? | #NAME? | #NAME? | #NAME? | #NAME? | #NAME? | #NAME? | #NAME? | #NAME? | #NAME? | #NAME? | #NAME? | #NAME? | #NAME? | #NAME? | #NAME? | #NAME? | #NAME? | #NAME? | #NAME? | #NAME? | #NAME? | #NAME? | #NAME? | #NAME? | #NAME? | #NAME? | #NAME? | #NAME? | #NAME? | #NAME? | #NAME? | #NAME? | #NAME? | #NAME? | #NAME? | #NAME? | #NAME? | #NAME? | #NAME? | #NAME? | #NAME? | #NAME? | #NAME? | #NAME? | #NAME? | #NAME? | #NAME? | #NAME? | #NAME? | #NAME? | #NAME? | #NAME? | #NAME? | #NAME? | #NAME? | #NAME? | #NAME? | #NAME? | #NAME? | #NAME? | #NAME? | #NAME? | #NAME? | #NAME? | #NAME? | #NAME? | #NAME? | #NAME? | #NAME? | #NAME? | #NAME? | #NAME? | #NAME? | #NAME? | #NAME? | #NAME? | #NAME? | #NAME? | #NAME? | #NAME? | #NAME? | #NAME? | #NAME? | #NAME? | #NAME? | #NAME? | #NAME? | #NAME? | #NAME? | #NAME? | #NAME? | #NAME? | #NAME? | #NAME? | #NAME? | #NAME? | #NAME? | #NAME? | #NAME? | #NAME? | #NAME? | #NAME? | #NAME? | #NAME? | #NAME? | #NAME? | #NAME? | #NAME? | #NAME? | #NAME? | #NAME? | #NAME? | #NAME? | #NAME? | #NAME? | #NAME?
(+) CSLL | 0 | 0 | 0 | 0 | 0 | 0 | #REF! | #REF! | #REF! | #REF! | #REF! | #REF! | #REF! | #REF! | #REF! | #REF! | #REF! | #REF! | #NAME? | #NAME? | #NAME? | #NAME? | #NAME? | #NAME? | #NAME? | #NAME? | #NAME? | #NAME? | #NAME? | #NAME? | #NAME? | #NAME? | #NAME? | #NAME? | #NAME? | #NAME? | #NAME? | #NAME? | #NAME? | #NAME? | #NAME? | #NAME? | #NAME? | #NAME? | #NAME? | #NAME? | #NAME? | #NAME? | #NAME? | #NAME? | #NAME? | #NAME? | #NAME? | #NAME? | #NAME? | #NAME? | #NAME? | #NAME? | #NAME? | #NAME? | #NAME? | #NAME? | #NAME? | #NAME? | #NAME? | #NAME? | #NAME? | #NAME? | #NAME? | #NAME? | #NAME? | #NAME? | #NAME? | #NAME? | #NAME? | #NAME? | #NAME? | #NAME? | #NAME? | #NAME? | #NAME? | #NAME? | #NAME? | #NAME? | #NAME? | #NAME? | #NAME? | #NAME? | #NAME? | #NAME? | #NAME? | #NAME? | #NAME? | #NAME? | #NAME? | #NAME? | #NAME? | #NAME? | #NAME? | #NAME? | #NAME? | #NAME? | #NAME? | #NAME? | #NAME? | #NAME? | #NAME? | #NAME? | #NAME? | #NAME? | #NAME? | #NAME? | #NAME? | #NAME? | #NAME? | #NAME? | #NAME? | #NAME? | #NAME? | #NAME? | #NAME? | #NAME? | #NAME? | #NAME? | #NAME? | #NAME? | #NAME? | #NAME? | #NAME? | #NAME? | #NAME? | #NAME? | #NAME? | #NAME? | #NAME? | #NAME? | #NAME? | #NAME? | #NAME? | #NAME? | #NAME? | #NAME? | #NAME? | #NAME? | #NAME? | #NAME? | #NAME? | #NAME? | #NAME? | #NAME? | #NAME? | #NAME? | #NAME? | #NAME? | #NAME? | #NAME? | #NAME? | #NAME? | #NAME? | #NAME? | #NAME? | #NAME? | #NAME? | #NAME? | #NAME? | #NAME? | #NAME? | #NAME? | #NAME? | #NAME? | #NAME? | #NAME? | #NAME? | #NAME? | #NAME? | #NAME? | #NAME? | #NAME? | #NAME? | #NAME? | #NAME? | #NAME? | #NAME? | #NAME? | #NAME? | #NAME? | #NAME? | #NAME? | #NAME? | #NAME? | #NAME? | #NAME? | #NAME? | #NAME? | #NAME? | #NAME? | #NAME? | #NAME? | #NAME? | #NAME? | #NAME? | #NAME? | #NAME? | #NAME? | #NAME? | #NAME? | #NAME? | #NAME? | #NAME? | #NAME? | #NAME? | #NAME? | #NAME? | #NAME? | #NAME? | #NAME?
(10) LUCRO LÍQUIDO (8-9) | 0 | 0 | 0 | 0 | 0 | 0 | #REF! | #REF! | #REF! | #REF! | #REF! | #REF! | #REF! | #REF! | #REF! | #REF! | #REF! | #REF! | #NAME? | #NAME? | #NAME? | #NAME? | #NAME? | #NAME? | #NAME? | #NAME? | #NAME? | #NAME? | #NAME? | #NAME? | #NAME? | #NAME? | #NAME? | #NAME? | #NAME? | #NAME? | #NAME? | #NAME? | #NAME? | #NAME? | #NAME? | #NAME? | #NAME? | #NAME? | #NAME? | #NAME? | #NAME? | #NAME? | #NAME? | #NAME? | #NAME? | #NAME? | #NAME? | #NAME? | #NAME? | #NAME? | #NAME? | #NAME? | #NAME? | #NAME? | #NAME? | #NAME? | #NAME? | #NAME? | #NAME? | #NAME? | #NAME? | #NAME? | #NAME? | #NAME? | #NAME? | #NAME? | #NAME? | #NAME? | #NAME? | #NAME? | #NAME? | #NAME? | #NAME? | #NAME? | #NAME? | #NAME? | #NAME? | #NAME? | #NAME? | #NAME? | #NAME? | #NAME? | #NAME? | #NAME? | #NAME? | #NAME? | #NAME? | #NAME? | #NAME? | #NAME? | #NAME? | #NAME? | #NAME? | #NAME? | #NAME? | #NAME? | #NAME? | #NAME? | #NAME? | #NAME? | #NAME? | #NAME? | #NAME? | #NAME? | #NAME? | #NAME? | #NAME? | #NAME? | #NAME? | #NAME? | #NAME? | #NAME? | #NAME? | #NAME? | #NAME? | #NAME? | #NAME? | #NAME? | #NAME? | #NAME? | #NAME? | #NAME? | #NAME? | #NAME? | #NAME? | #NAME? | #NAME? | #NAME? | #NAME? | #NAME? | #NAME? | #NAME? | #NAME? | #NAME? | #NAME? | #NAME? | #NAME? | #NAME? | #NAME? | #NAME? | #NAME? | #NAME? | #NAME? | #NAME? | #NAME? | #NAME? | #NAME? | #NAME? | #NAME? | #NAME? | #NAME? | #NAME? | #NAME? | #NAME? | #NAME? | #NAME? | #NAME? | #NAME? | #NAME? | #NAME? | #NAME? | #NAME? | #NAME? | #NAME? | #NAME? | #NAME? | #NAME? | #NAME? | #NAME? | #NAME? | #NAME? | #NAME? | #NAME? | #NAME? | #NAME? | #NAME? | #NAME? | #NAME? | #NAME? | #NAME? | #NAME? | #NAME? | #NAME? | #NAME? | #NAME? | #NAME? | #NAME? | #NAME? | #NAME? | #NAME? | #NAME? | #NAME? | #NAME? | #NAME? | #NAME? | #NAME? | #NAME? | #NAME? | #NAME? | #NAME? | #NAME? | #NAME? | #NAME? | #NAME? | #NAME? | #NAME? | #NAME? | #NAME? | #NAME? | #NAME?
(11) CAPEX | 0 | 0 | 0 | 0 | 0 | 0 | #REF! | #REF! | #REF! | #REF! | #REF! | #REF! | #REF! | #REF! | #REF! | #REF! | #REF! | #REF! | #REF! | #REF! | #REF! | #REF! | #REF! | #REF! | #REF! | #REF! | #REF! | #REF! | #REF! | #REF! | #REF! | #REF! | #REF! | #REF! | #REF! | #REF! | #REF! | #REF! | #REF! | #REF! | #REF! | #REF! | #REF! | #REF! | #REF! | #REF! | #REF! | #REF! | #REF! | #REF! | #REF! | #REF! | #REF! | #REF! | #REF! | #REF! | #REF! | #REF! | #REF! | #REF! | #REF! | #REF! | #REF! | #REF! | #REF! | #REF! | #REF! | #REF! | #REF! | #REF! | #REF! | #REF! | #REF! | #REF! | #REF! | #REF! | #REF! | #REF! | #REF! | #REF! | #REF! | #REF! | #REF! | #REF! | #REF! | #REF! | #REF! | #REF! | #REF! | #REF! | #REF! | #REF! | #REF! | #REF! | #REF! | #REF! | #REF! | #REF! | #REF! | #REF! | #REF! | #REF! | #REF! | #REF! | #REF! | #REF! | #REF! | #REF! | #REF! | #REF! | #REF! | #REF! | #REF! | #REF! | #REF! | #REF! | #REF! | #REF! | #REF! | #REF! | #REF! | #REF! | #REF! | #REF! | #REF! | #REF! | #REF! | #REF! | #REF! | #REF! | #REF! | #REF! | #REF! | #REF! | #REF! | #REF! | #REF! | #REF! | #REF! | #REF! | #REF! | #REF! | #REF! | #REF! | #REF! | #REF! | #REF! | #REF! | #REF! | #REF! | #REF! | #REF! | #REF! | #REF! | #REF! | #REF! | #REF! | #REF! | #REF! | #REF! | #REF! | #REF! | #REF! | #REF! | #REF! | #REF! | #REF! | #REF! | #REF! | #REF! | #REF! | #REF! | #REF! | #REF! | #REF! | #REF! | #REF! | #REF! | #REF! | #REF! | #REF! | #REF! | #REF! | #REF! | #REF! | #REF! | #REF! | #REF! | #REF! | #REF! | #REF! | #REF! | #REF! | #REF! | #REF! | #REF! | #REF! | #REF! | #REF! | #REF! | #REF! | #REF! | #REF! | #REF! | #REF! | #REF! | #REF! | #REF! | #REF! | #REF! | #REF! | #REF! | #REF! | #REF! | #REF! | #REF!
Fase 0 - Despesas Pré-operacionais | 0 | 0 | 0 | 0 | 0 | 0 | 0 | 0 | 0 | 0 | 0 | 0 | 0 | 0 | 0 | 0 | 0 | 0 | 0 | 0 | 0 | 0 | 0 | 0 | 0 | 0 | 0 | 0 | 0 | 0 | 0 | 0 | 0 | 0 | 0 | 0 | 0 | 0 | 0 | 0 | 0 | 0 | 0 | 0 | 0 | 0 | 0 | 0 | 0 | 0 | 0 | 0 | 0 | 0 | 0 | 0 | 0 | 0 | 0 | 0 | 0 | 0 | 0 | 0 | 0 | 0 | 0 | 0 | 0 | 0 | 0 | 0 | 0 | 0 | 0 | 0 | 0 | 0 | 0 | 0 | 0 | 0 | 0 | 0 | 0 | 0 | 0 | 0 | 0 | 0 | 0 | 0 | 0 | 0 | 0 | 0 | 0 | 0 | 0 | 0 | 0 | 0 | 0 | 0 | 0 | 0 | 0 | 0 | 0 | 0 | 0 | 0 | 0 | 0 | 0 | 0 | 0 | 0 | 0 | 0 | 0 | 0 | 0 | 0 | 0 | 0 | 0 | 0 | 0 | 0 | 0 | 0 | 0 | 0 | 0 | 0 | 0 | 0 | 0 | 0 | 0 | 0 | 0 | 0 | 0 | 0 | 0 | 0 | 0 | 0 | 0 | 0 | 0 | 0 | 0 | 0 | 0 | 0 | 0 | 0 | 0 | 0 | 0 | 0 | 0 | 0 | 0 | 0 | 0 | 0 | 0 | 0 | 0 | 0 | 0 | 0 | 0 | 0 | 0 | 0 | 0 | 0 | 0 | 0 | 0 | 0 | 0 | 0 | 0 | 0 | 0 | 0 | 0 | 0 | 0 | 0 | 0 | 0 | 0 | 0 | 0 | 0 | 0 | 0 | 0 | 0 | 0 | 0 | 0 | 0 | 0 | 0 | 0 | 0 | 0 | 0
Fase 1 - Investimento para reforma do(s) Imóvel(is) | 0 | 0 | 0 | 0 | 0 | 0 | 0 | 0 | 0 | 0 | 0 | 0 | 0 | 0 | 0 | 0 | 0 | 0 | 0 | 0 | 0 | 0 | 0 | 0 | 0 | 0 | 0 | 0 | 0 | 0 | 0 | 0 | 0 | 0 | 0 | 0 | 0 | 0 | 0 | 0 | 0 | 0 | 0 | 0 | 0 | 0 | 0 | 0 | 0 | 0 | 0 | 0 | 0 | 0 | 0 | 0 | 0 | 0 | 0 | 0 | 0 | 0 | 0 | 0 | 0 | 0 | 0 | 0 | 0 | 0 | 0 | 0 | 0 | 0 | 0 | 0 | 0 | 0 | 0 | 0 | 0 | 0 | 0 | 0 | 0 | 0 | 0 | 0 | 0 | 0 | 0 | 0 | 0 | 0 | 0 | 0 | 0 | 0 | 0 | 0 | 0 | 0 | 0 | 0 | 0 | 0 | 0 | 0 | 0 | 0 | 0 | 0 | 0 | 0 | 0 | 0 | 0 | 0 | 0 | 0 | 0 | 0 | 0 | 0 | 0 | 0 | 0 | 0 | 0 | 0 | 0 | 0 | 0 | 0 | 0 | 0 | 0 | 0 | 0 | 0 | 0 | 0 | 0 | 0 | 0 | 0 | 0 | 0 | 0 | 0 | 0 | 0 | 0 | 0 | 0 | 0 | 0 | 0 | 0 | 0 | 0 | 0 | 0 | 0 | 0 | 0 | 0 | 0 | 0 | 0 | 0 | 0 | 0 | 0 | 0 | 0 | 0 | 0 | 0 | 0 | 0 | 0 | 0 | 0 | 0 | 0 | 0 | 0 | 0 | 0 | 0 | 0 | 0 | 0 | 0 | 0 | 0 | 0 | 0 | 0 | 0 | 0 | 0 | 0 | 0 | 0 | 0 | 0 | 0 | 0 | 0 | 0 | 0 | 0 | 0 | 0
Fase 1 - Mobiliário, Computadores e periféricos | 0 | 0 | 0 | 0 | 0 | 0 | 0 | 0 | 0 | 0 | 0 | 0 | 0 | 0 | 0 | 0 | 0 | 0 | 0 | 0 | 0 | 0 | 0 | 0 | 0 | 0 | 0 | 0 | 0 | 0 | 0 | 0 | 0 | 0 | 0 | 0 | 0 | 0 | 0 | 0 | 0 | 0 | 0 | 0 | 0 | 0 | 0 | 0 | 0 | 0 | 0 | 0 | 0 | 0 | 0 | 0 | 0 | 0 | 0 | 0 | 0 | 0 | 0 | 0 | 0 | 0 | 0 | 0 | 0 | 0 | 0 | 0 | 0 | 0 | 0 | 0 | 0 | 0 | 0 | 0 | 0 | 0 | 0 | 0 | 0 | 0 | 0 | 0 | 0 | 0 | 0 | 0 | 0 | 0 | 0 | 0 | 0 | 0 | 0 | 0 | 0 | 0 | 0 | 0 | 0 | 0 | 0 | 0 | 0 | 0 | 0 | 0 | 0 | 0 | 0 | 0 | 0 | 0 | 0 | 0 | 0 | 0 | 0 | 0 | 0 | 0 | 0 | 0 | 0 | 0 | 0 | 0 | 0 | 0 | 0 | 0 | 0 | 0 | 0 | 0 | 0 | 0 | 0 | 0 | 0 | 0 | 0 | 0 | 0 | 0 | 0 | 0 | 0 | 0 | 0 | 0 | 0 | 0 | 0 | 0 | 0 | 0 | 0 | 0 | 0 | 0 | 0 | 0 | 0 | 0 | 0 | 0 | 0 | 0 | 0 | 0 | 0 | 0 | 0 | 0 | 0 | 0 | 0 | 0 | 0 | 0 | 0 | 0 | 0 | 0 | 0 | 0 | 0 | 0 | 0 | 0 | 0 | 0 | 0 | 0 | 0 | 0 | 0 | 0 | 0 | 0 | 0 | 0 | 0 | 0 | 0 | 0 | 0 | 0 | 0 | 0
Fase 1 - Sistemas e Projetos | 0 | 0 | 0 | 0 | 0 | 0 | 0 | 0 | 0 | 0 | 0 | 0 | 0 | 0 | 0 | 0 | 0 | 0 | 0 | 0 | 0 | 0 | 0 | 0 | 0 | 0 | 0 | 0 | 0 | 0 | 0 | 0 | 0 | 0 | 0 | 0 | 0 | 0 | 0 | 0 | 0 | 0 | 0 | 0 | 0 | 0 | 0 | 0 | 0 | 0 | 0 | 0 | 0 | 0 | 0 | 0 | 0 | 0 | 0 | 0 | 0 | 0 | 0 | 0 | 0 | 0 | 0 | 0 | 0 | 0 | 0 | 0 | 0 | 0 | 0 | 0 | 0 | 0 | 0 | 0 | 0 | 0 | 0 | 0 | 0 | 0 | 0 | 0 | 0 | 0 | 0 | 0 | 0 | 0 | 0 | 0 | 0 | 0 | 0 | 0 | 0 | 0 | 0 | 0 | 0 | 0 | 0 | 0 | 0 | 0 | 0 | 0 | 0 | 0 | 0 | 0 | 0 | 0 | 0 | 0 | 0 | 0 | 0 | 0 | 0 | 0 | 0 | 0 | 0 | 0 | 0 | 0 | 0 | 0 | 0 | 0 | 0 | 0 | 0 | 0 | 0 | 0 | 0 | 0 | 0 | 0 | 0 | 0 | 0 | 0 | 0 | 0 | 0 | 0 | 0 | 0 | 0 | 0 | 0 | 0 | 0 | 0 | 0 | 0 | 0 | 0 | 0 | 0 | 0 | 0 | 0 | 0 | 0 | 0 | 0 | 0 | 0 | 0 | 0 | 0 | 0 | 0 | 0 | 0 | 0 | 0 | 0 | 0 | 0 | 0 | 0 | 0 | 0 | 0 | 0 | 0 | 0 | 0 | 0 | 0 | 0 | 0 | 0 | 0 | 0 | 0 | 0 | 0 | 0 | 0 | 0 | 0 | 0 | 0 | 0 | 0
Fase 2 - Iluminação de Festividades | 0 | 0 | 0 | 0 | 0 | 0 | 0 | 0 | 0 | 0 | 0 | 0 | 0 | 0 | 0 | 0 | 0 | 0 | 0 | 0 | 0 | 0 | 0 | 0 | 0 | 0 | 0 | 0 | 0 | 0 | 0 | 0 | 0 | 0 | 0 | 0 | 0 | 0 | 0 | 0 | 0 | 0 | 0 | 0 | 0 | 0 | 0 | 0 | 0 | 0 | 0 | 0 | 0 | 0 | 0 | 0 | 0 | 0 | 0 | 0 | 0 | 0 | 0 | 0 | 0 | 0 | 0 | 0 | 0 | 0 | 0 | 0 | 0 | 0 | 0 | 0 | 0 | 0 | 0 | 0 | 0 | 0 | 0 | 0 | 0 | 0 | 0 | 0 | 0 | 0 | 0 | 0 | 0 | 0 | 0 | 0 | 0 | 0 | 0 | 0 | 0 | 0 | 0 | 0 | 0 | 0 | 0 | 0 | 0 | 0 | 0 | 0 | 0 | 0 | 0 | 0 | 0 | 0 | 0 | 0 | 0 | 0 | 0 | 0 | 0 | 0 | 0 | 0 | 0 | 0 | 0 | 0 | 0 | 0 | 0 | 0 | 0 | 0 | 0 | 0 | 0 | 0 | 0 | 0 | 0 | 0 | 0 | 0 | 0 | 0 | 0 | 0 | 0 | 0 | 0 | 0 | 0 | 0 | 0 | 0 | 0 | 0 | 0 | 0 | 0 | 0 | 0 | 0 | 0 | 0 | 0 | 0 | 0 | 0 | 0 | 0 | 0 | 0 | 0 | 0 | 0 | 0 | 0 | 0 | 0 | 0 | 0 | 0 | 0 | 0 | 0 | 0 | 0 | 0 | 0 | 0 | 0 | 0 | 0 | 0 | 0 | 0 | 0 | 0 | 0 | 0 | 0 | 0 | 0 | 0 | 0 | 0 | 0 | 0 | 0 | 0
Fase 2 - Iluminação Viária (V4/V5) Exclusivos | 0 | 0 | 0 | 0 | 0 | 0 | 0 | 0 | 0 | 0 | 0 | 0 | 0 | 0 | 0 | 0 | 0 | 0 | 0 | 0 | 0 | 0 | 0 | 0 | 0 | 0 | 0 | 0 | 0 | 0 | 0 | 0 | 0 | 0 | 0 | 0 | 0 | 0 | 0 | 0 | 0 | 0 | 0 | 0 | 0 | 0 | 0 | 0 | 0 | 0 | 0 | 0 | 0 | 0 | 0 | 0 | 0 | 0 | 0 | 0 | 0 | 0 | 0 | 0 | 0 | 0 | 0 | 0 | 0 | 0 | 0 | 0 | 0 | 0 | 0 | 0 | 0 | 0 | 0 | 0 | 0 | 0 | 0 | 0 | 0 | 0 | 0 | 0 | 0 | 0 | 0 | 0 | 0 | 0 | 0 | 0 | 0 | 0 | 0 | 0 | 0 | 0 | 0 | 0 | 0 | 0 | 0 | 0 | 0 | 0 | 0 | 0 | 0 | 0 | 0 | 0 | 0 | 0 | 0 | 0 | 0 | 0 | 0 | 0 | 0 | 0 | 0 | 0 | 0 | 0 | 0 | 0 | 0 | 0 | 0 | 0 | 0 | 0 | 0 | 0 | 0 | 0 | 0 | 0 | 0 | 0 | 0 | 0 | 0 | 0 | 0 | 0 | 0 | 0 | 0 | 0 | 0 | 0 | 0 | 0 | 0 | 0 | 0 | 0 | 0 | 0 | 0 | 0 | 0 | 0 | 0 | 0 | 0 | 0 | 0 | 0 | 0 | 0 | 0 | 0 | 0 | 0 | 0 | 0 | 0 | 0 | 0 | 0 | 0 | 0 | 0 | 0 | 0 | 0 | 0 | 0 | 0 | 0 | 0 | 0 | 0 | 0 | 0 | 0 | 0 | 0 | 0 | 0 | 0 | 0 | 0 | 0 | 0 | 0 | 0 | 0
Fase 2 - Iluminação Viária (V1...V3) Exclusivos | 0 | 0 | 0 | 0 | 0 | 0 | 0 | 0 | 0 | 0 | 0 | 0 | 0 | 0 | 0 | 0 | 0 | 0 | 0 | 0 | 0 | 0 | 0 | 0 | 0 | 0 | 0 | 0 | 0 | 0 | 0 | 0 | 0 | 0 | 0 | 0 | 0 | 0 | 0 | 0 | 0 | 0 | 0 | 0 | 0 | 0 | 0 | 0 | 0 | 0 | 0 | 0 | 0 | 0 | 0 | 0 | 0 | 0 | 0 | 0 | 0 | 0 | 0 | 0 | 0 | 0 | 0 | 0 | 0 | 0 | 0 | 0 | 0 | 0 | 0 | 0 | 0 | 0 | 0 | 0 | 0 | 0 | 0 | 0 | 0 | 0 | 0 | 0 | 0 | 0 | 0 | 0 | 0 | 0 | 0 | 0 | 0 | 0 | 0 | 0 | 0 | 0 | 0 | 0 | 0 | 0 | 0 | 0 | 0 | 0 | 0 | 0 | 0 | 0 | 0 | 0 | 0 | 0 | 0 | 0 | 0 | 0 | 0 | 0 | 0 | 0 | 0 | 0 | 0 | 0 | 0 | 0 | 0 | 0 | 0 | 0 | 0 | 0 | 0 | 0 | 0 | 0 | 0 | 0 | 0 | 0 | 0 | 0 | 0 | 0 | 0 | 0 | 0 | 0 | 0 | 0 | 0 | 0 | 0 | 0 | 0 | 0 | 0 | 0 | 0 | 0 | 0 | 0 | 0 | 0 | 0 | 0 | 0 | 0 | 0 | 0 | 0 | 0 | 0 | 0 | 0 | 0 | 0 | 0 | 0 | 0 | 0 | 0 | 0 | 0 | 0 | 0 | 0 | 0 | 0 | 0 | 0 | 0 | 0 | 0 | 0 | 0 | 0 | 0 | 0 | 0 | 0 | 0 | 0 | 0 | 0 | 0 | 0 | 0 | 0 | 0
Fase 2 - Iluminação Viária (V4/V5) Compartilhados | 0 | 0 | 0 | 0 | 0 | 0 | 0 | 0 | 0 | 0 | 0 | 0 | 0 | 0 | 0 | 0 | 0 | 0 | 0 | 0 | 0 | 0 | 0 | 0 | 0 | 0 | 0 | 0 | 0 | 0 | 0 | 0 | 0 | 0 | 0 | 0 | 0 | 0 | 0 | 0 | 0 | 0 | 0 | 0 | 0 | 0 | 0 | 0 | 0 | 0 | 0 | 0 | 0 | 0 | 0 | 0 | 0 | 0 | 0 | 0 | 0 | 0 | 0 | 0 | 0 | 0 | 0 | 0 | 0 | 0 | 0 | 0 | 0 | 0 | 0 | 0 | 0 | 0 | 0 | 0 | 0 | 0 | 0 | 0 | 0 | 0 | 0 | 0 | 0 | 0 | 0 | 0 | 0 | 0 | 0 | 0 | 0 | 0 | 0 | 0 | 0 | 0 | 0 | 0 | 0 | 0 | 0 | 0 | 0 | 0 | 0 | 0 | 0 | 0 | 0 | 0 | 0 | 0 | 0 | 0 | 0 | 0 | 0 | 0 | 0 | 0 | 0 | 0 | 0 | 0 | 0 | 0 | 0 | 0 | 0 | 0 | 0 | 0 | 0 | 0 | 0 | 0 | 0 | 0 | 0 | 0 | 0 | 0 | 0 | 0 | 0 | 0 | 0 | 0 | 0 | 0 | 0 | 0 | 0 | 0 | 0 | 0 | 0 | 0 | 0 | 0 | 0 | 0 | 0 | 0 | 0 | 0 | 0 | 0 | 0 | 0 | 0 | 0 | 0 | 0 | 0 | 0 | 0 | 0 | 0 | 0 | 0 | 0 | 0 | 0 | 0 | 0 | 0 | 0 | 0 | 0 | 0 | 0 | 0 | 0 | 0 | 0 | 0 | 0 | 0 | 0 | 0 | 0 | 0 | 0 | 0 | 0 | 0 | 0 | 0 | 0
Fase 2 - Iluminação Viária (V1...V3) Compartilhados | 0 | 0 | 0 | 0 | 0 | 0 | 0 | 0 | 0 | 0 | 0 | 0 | 0 | 0 | 0 | 0 | 0 | 0 | 0 | 0 | 0 | 0 | 0 | 0 | 0 | 0 | 0 | 0 | 0 | 0 | 0 | 0 | 0 | 0 | 0 | 0 | 0 | 0 | 0 | 0 | 0 | 0 | 0 | 0 | 0 | 0 | 0 | 0 | 0 | 0 | 0 | 0 | 0 | 0 | 0 | 0 | 0 | 0 | 0 | 0 | 0 | 0 | 0 | 0 | 0 | 0 | 0 | 0 | 0 | 0 | 0 | 0 | 0 | 0 | 0 | 0 | 0 | 0 | 0 | 0 | 0 | 0 | 0 | 0 | 0 | 0 | 0 | 0 | 0 | 0 | 0 | 0 | 0 | 0 | 0 | 0 | 0 | 0 | 0 | 0 | 0 | 0 | 0 | 0 | 0 | 0 | 0 | 0 | 0 | 0 | 0 | 0 | 0 | 0 | 0 | 0 | 0 | 0 | 0 | 0 | 0 | 0 | 0 | 0 | 0 | 0 | 0 | 0 | 0 | 0 | 0 | 0 | 0 | 0 | 0 | 0 | 0 | 0 | 0 | 0 | 0 | 0 | 0 | 0 | 0 | 0 | 0 | 0 | 0 | 0 | 0 | 0 | 0 | 0 | 0 | 0 | 0 | 0 | 0 | 0 | 0 | 0 | 0 | 0 | 0 | 0 | 0 | 0 | 0 | 0 | 0 | 0 | 0 | 0 | 0 | 0 | 0 | 0 | 0 | 0 | 0 | 0 | 0 | 0 | 0 | 0 | 0 | 0 | 0 | 0 | 0 | 0 | 0 | 0 | 0 | 0 | 0 | 0 | 0 | 0 | 0 | 0 | 0 | 0 | 0 | 0 | 0 | 0 | 0 | 0 | 0 | 0 | 0 | 0 | 0 | 0
Fase 2 - Iluminação EPL | 0 | 0 | 0 | 0 | 0 | 0 | #REF! | #REF! | #REF! | #REF! | #REF! | #REF! | #REF! | #REF! | #REF! | #REF! | #REF! | #REF! | #REF! | #REF! | #REF! | #REF! | #REF! | #REF! | #REF! | #REF! | #REF! | #REF! | #REF! | #REF! | #REF! | #REF! | #REF! | #REF! | #REF! | #REF! | #REF! | #REF! | #REF! | #REF! | #REF! | #REF! | #REF! | #REF! | #REF! | #REF! | #REF! | #REF! | #REF! | #REF! | #REF! | #REF! | #REF! | #REF! | #REF! | #REF! | #REF! | #REF! | #REF! | #REF! | #REF! | #REF! | #REF! | #REF! | #REF! | #REF! | #REF! | #REF! | #REF! | #REF! | #REF! | #REF! | #REF! | #REF! | #REF! | #REF! | #REF! | #REF! | #REF! | #REF! | #REF! | #REF! | #REF! | #REF! | #REF! | #REF! | #REF! | #REF! | #REF! | #REF! | #REF! | #REF! | #REF! | #REF! | #REF! | #REF! | #REF! | #REF! | #REF! | #REF! | #REF! | #REF! | #REF! | #REF! | #REF! | #REF! | #REF! | #REF! | #REF! | #REF! | #REF! | #REF! | #REF! | #REF! | #REF! | #REF! | #REF! | #REF! | #REF! | #REF! | #REF! | #REF! | #REF! | #REF! | #REF! | #REF! | #REF! | #REF! | #REF! | #REF! | #REF! | #REF! | #REF! | #REF! | #REF! | #REF! | #REF! | #REF! | #REF! | #REF! | #REF! | #REF! | #REF! | #REF! | #REF! | #REF! | #REF! | #REF! | #REF! | #REF! | #REF! | #REF! | #REF! | #REF! | #REF! | #REF! | #REF! | #REF! | #REF! | #REF! | #REF! | #REF! | #REF! | #REF! | #REF! | #REF! | #REF! | #REF! | #REF! | #REF! | #REF! | #REF! | #REF! | #REF! | #REF! | #REF! | #REF! | #REF! | #REF! | #REF! | #REF! | #REF! | #REF! | #REF! | #REF! | #REF! | #REF! | #REF! | #REF! | #REF! | #REF! | #REF! | #REF! | #REF! | #REF! | #REF! | #REF! | #REF! | #REF! | #REF! | #REF! | #REF! | #REF! | #REF! | #REF! | #REF! | #REF! | #REF! | #REF! | #REF! | #REF! | #REF! | #REF! | #REF! | #REF! | #REF!
Fase 2 - Iluminação FTP | 0 | 0 | 0 | 0 | 0 | 0 | #REF! | #REF! | #REF! | #REF! | #REF! | #REF! | #REF! | #REF! | #REF! | #REF! | #REF! | #REF! | #REF! | #REF! | #REF! | #REF! | #REF! | #REF! | #REF! | #REF! | #REF! | #REF! | #REF! | #REF! | #REF! | #REF! | #REF! | #REF! | #REF! | #REF! | #REF! | #REF! | #REF! | #REF! | #REF! | #REF! | #REF! | #REF! | #REF! | #REF! | #REF! | #REF! | #REF! | #REF! | #REF! | #REF! | #REF! | #REF! | #REF! | #REF! | #REF! | #REF! | #REF! | #REF! | #REF! | #REF! | #REF! | #REF! | #REF! | #REF! | #REF! | #REF! | #REF! | #REF! | #REF! | #REF! | #REF! | #REF! | #REF! | #REF! | #REF! | #REF! | #REF! | #REF! | #REF! | #REF! | #REF! | #REF! | #REF! | #REF! | #REF! | #REF! | #REF! | #REF! | #REF! | #REF! | #REF! | #REF! | #REF! | #REF! | #REF! | #REF! | #REF! | #REF! | #REF! | #REF! | #REF! | #REF! | #REF! | #REF! | #REF! | #REF! | #REF! | #REF! | #REF! | #REF! | #REF! | #REF! | #REF! | #REF! | #REF! | #REF! | #REF! | #REF! | #REF! | #REF! | #REF! | #REF! | #REF! | #REF! | #REF! | #REF! | #REF! | #REF! | #REF! | #REF! | #REF! | #REF! | #REF! | #REF! | #REF! | #REF! | #REF! | #REF! | #REF! | #REF! | #REF! | #REF! | #REF! | #REF! | #REF! | #REF! | #REF! | #REF! | #REF! | #REF! | #REF! | #REF! | #REF! | #REF! | #REF! | #REF! | #REF! | #REF! | #REF! | #REF! | #REF! | #REF! | #REF! | #REF! | #REF! | #REF! | #REF! | #REF! | #REF! | #REF! | #REF! | #REF! | #REF! | #REF! | #REF! | #REF! | #REF! | #REF! | #REF! | #REF! | #REF! | #REF! | #REF! | #REF! | #REF! | #REF! | #REF! | #REF! | #REF! | #REF! | #REF! | #REF! | #REF! | #REF! | #REF! | #REF! | #REF! | #REF! | #REF! | #REF! | #REF! | #REF! | #REF! | #REF! | #REF! | #REF! | #REF! | #REF! | #REF! | #REF! | #REF! | #REF! | #REF! | #REF!
Fase 2 - Iluminação Ciclovia | 0 | 0 | 0 | 0 | 0 | 0 | #REF! | #REF! | #REF! | #REF! | #REF! | #REF! | #REF! | #REF! | #REF! | #REF! | #REF! | #REF! | #REF! | #REF! | #REF! | #REF! | #REF! | #REF! | #REF! | #REF! | #REF! | #REF! | #REF! | #REF! | #REF! | #REF! | #REF! | #REF! | #REF! | #REF! | #REF! | #REF! | #REF! | #REF! | #REF! | #REF! | #REF! | #REF! | #REF! | #REF! | #REF! | #REF! | #REF! | #REF! | #REF! | #REF! | #REF! | #REF! | #REF! | #REF! | #REF! | #REF! | #REF! | #REF! | #REF! | #REF! | #REF! | #REF! | #REF! | #REF! | #REF! | #REF! | #REF! | #REF! | #REF! | #REF! | #REF! | #REF! | #REF! | #REF! | #REF! | #REF! | #REF! | #REF! | #REF! | #REF! | #REF! | #REF! | #REF! | #REF! | #REF! | #REF! | #REF! | #REF! | #REF! | #REF! | #REF! | #REF! | #REF! | #REF! | #REF! | #REF! | #REF! | #REF! | #REF! | #REF! | #REF! | #REF! | #REF! | #REF! | #REF! | #REF! | #REF! | #REF! | #REF! | #REF! | #REF! | #REF! | #REF! | #REF! | #REF! | #REF! | #REF! | #REF! | #REF! | #REF! | #REF! | #REF! | #REF! | #REF! | #REF! | #REF! | #REF! | #REF! | #REF! | #REF! | #REF! | #REF! | #REF! | #REF! | #REF! | #REF! | #REF! | #REF! | #REF! | #REF! | #REF! | #REF! | #REF! | #REF! | #REF! | #REF! | #REF! | #REF! | #REF! | #REF! | #REF! | #REF! | #REF! | #REF! | #REF! | #REF! | #REF! | #REF! | #REF! | #REF! | #REF! | #REF! | #REF! | #REF! | #REF! | #REF! | #REF! | #REF! | #REF! | #REF! | #REF! | #REF! | #REF! | #REF! | #REF! | #REF! | #REF! | #REF! | #REF! | #REF! | #REF! | #REF! | #REF! | #REF! | #REF! | #REF! | #REF! | #REF! | #REF! | #REF! | #REF! | #REF! | #REF! | #REF! | #REF! | #REF! | #REF! | #REF! | #REF! | #REF! | #REF! | #REF! | #REF! | #REF! | #REF! | #REF! | #REF! | #REF! | #REF! | #REF! | #REF! | #REF! | #REF! | #REF!
Fase 2 - Iluminação Especial | 0 | 0 | 0 | 0 | 0 | 0 | 0 | 0 | 0 | 0 | 0 | 0 | 0 | 0 | 0 | 0 | 0 | 0 | 0 | 0 | 0 | 0 | 0 | 0 | 0 | 0 | 0 | 0 | 0 | 0 | 0 | 0 | 0 | 0 | 0 | 0 | 0 | 0 | 0 | 0 | 0 | 0 | 0 | 0 | 0 | 0 | 0 | 0 | 0 | 0 | 0 | 0 | 0 | 0 | 0 | 0 | 0 | 0 | 0 | 0 | 0 | 0 | 0 | 0 | 0 | 0 | 0 | 0 | 0 | 0 | 0 | 0 | 0 | 0 | 0 | 0 | 0 | 0 | 0 | 0 | 0 | 0 | 0 | 0 | 0 | 0 | 0 | 0 | 0 | 0 | 0 | 0 | 0 | 0 | 0 | 0 | 0 | 0 | 0 | 0 | 0 | 0 | 0 | 0 | 0 | 0 | 0 | 0 | 0 | 0 | 0 | 0 | 0 | 0 | 0 | 0 | 0 | 0 | 0 | 0 | 0 | 0 | 0 | 0 | 0 | 0 | 0 | 0 | 0 | 0 | 0 | 0 | 0 | 0 | 0 | 0 | 0 | 0 | 0 | 0 | 0 | 0 | 0 | 0 | 0 | 0 | 0 | 0 | 0 | 0 | 0 | 0 | 0 | 0 | 0 | 0 | 0 | 0 | 0 | 0 | 0 | 0 | 0 | 0 | 0 | 0 | 0 | 0 | 0 | 0 | 0 | 0 | 0 | 0 | 0 | 0 | 0 | 0 | 0 | 0 | 0 | 0 | 0 | 0 | 0 | 0 | 0 | 0 | 0 | 0 | 0 | 0 | 0 | 0 | 0 | 0 | 0 | 0 | 0 | 0 | 0 | 0 | 0 | 0 | 0 | 0 | 0 | 0 | 0 | 0 | 0 | 0 | 0 | 0 | 0 | 0
Fase 2 - Iluminação Rural | 0 | 0 | 0 | 0 | 0 | 0 | 0 | 0 | 0 | 0 | 0 | 0 | 0 | 0 | 0 | 0 | 0 | 0 | 0 | 0 | 0 | 0 | 0 | 0 | 0 | 0 | 0 | 0 | 0 | 0 | 0 | 0 | 0 | 0 | 0 | 0 | 0 | 0 | 0 | 0 | 0 | 0 | 0 | 0 | 0 | 0 | 0 | 0 | 0 | 0 | 0 | 0 | 0 | 0 | 0 | 0 | 0 | 0 | 0 | 0 | 0 | 0 | 0 | 0 | 0 | 0 | 0 | 0 | 0 | 0 | 0 | 0 | 0 | 0 | 0 | 0 | 0 | 0 | 0 | 0 | 0 | 0 | 0 | 0 | 0 | 0 | 0 | 0 | 0 | 0 | 0 | 0 | 0 | 0 | 0 | 0 | 0 | 0 | 0 | 0 | 0 | 0 | 0 | 0 | 0 | 0 | 0 | 0 | 0 | 0 | 0 | 0 | 0 | 0 | 0 | 0 | 0 | 0 | 0 | 0 | 0 | 0 | 0 | 0 | 0 | 0 | 0 | 0 | 0 | 0 | 0 | 0 | 0 | 0 | 0 | 0 | 0 | 0 | 0 | 0 | 0 | 0 | 0 | 0 | 0 | 0 | 0 | 0 | 0 | 0 | 0 | 0 | 0 | 0 | 0 | 0 | 0 | 0 | 0 | 0 | 0 | 0 | 0 | 0 | 0 | 0 | 0 | 0 | 0 | 0 | 0 | 0 | 0 | 0 | 0 | 0 | 0 | 0 | 0 | 0 | 0 | 0 | 0 | 0 | 0 | 0 | 0 | 0 | 0 | 0 | 0 | 0 | 0 | 0 | 0 | 0 | 0 | 0 | 0 | 0 | 0 | 0 | 0 | 0 | 0 | 0 | 0 | 0 | 0 | 0 | 0 | 0 | 0 | 0 | 0 | 0
Fase 3 - CE 1 - Iluminação Viária (V4/V5) Exclusivos | 0 | 0 | 0 | 0 | 0 | 0 | 0 | 0 | 0 | 0 | 0 | 0 | 0 | 0 | 0 | 0 | 0 | 0 | 0 | 0 | 0 | 0 | 0 | 0 | 0 | 0 | 0 | 0 | 0 | 0 | 0 | 0 | 0 | 0 | 0 | 0 | 0 | 0 | 0 | 0 | 0 | 0 | 0 | 0 | 0 | 0 | 0 | 0 | 0 | 0 | 0 | 0 | 0 | 0 | 0 | 0 | 0 | 0 | 0 | 0 | 0 | 0 | 0 | 0 | 0 | 0 | 0 | 0 | 0 | 0 | 0 | 0 | 0 | 0 | 0 | 0 | 0 | 0 | 0 | 0 | 0 | 0 | 0 | 0 | 0 | 0 | 0 | 0 | 0 | 0 | 0 | 0 | 0 | 0 | 0 | 0 | 0 | 0 | 0 | 0 | 0 | 0 | 0 | 0 | 0 | 0 | 0 | 0 | 0 | 0 | 0 | 0 | 0 | 0 | 0 | 0 | 0 | 0 | 0 | 0 | 0 | 0 | 0 | 0 | 0 | 0 | 0 | 0 | 0 | 0 | 0 | 0 | 0 | 0 | 0 | 0 | 0 | 0 | 0 | 0 | 0 | 0 | 0 | 0 | 0 | 0 | 0 | 0 | 0 | 0 | 0 | 0 | 0 | 0 | 0 | 0 | 0 | 0 | 0 | 0 | 0 | 0 | 0 | 0 | 0 | 0 | 0 | 0 | 0 | 0 | 0 | 0 | 0 | 0 | 0 | 0 | 0 | 0 | 0 | 0 | 0 | 0 | 0 | 0 | 0 | 0 | 0 | 0 | 0 | 0 | 0 | 0 | 0 | 0 | 0 | 0 | 0 | 0 | 0 | 0 | 0 | 0 | 0 | 0 | 0 | 0 | 0 | 0 | 0 | 0 | 0 | 0 | 0 | 0 | 0 | 0
Fase 3 - CE 2 - Iluminação Viária (V1...V3) Exclusivos | 0 | 0 | 0 | 0 | 0 | 0 | 0 | 0 | 0 | 0 | 0 | 0 | 0 | 0 | 0 | 0 | 0 | 0 | 0 | 0 | 0 | 0 | 0 | 0 | 0 | 0 | 0 | 0 | 0 | 0 | 0 | 0 | 0 | 0 | 0 | 0 | 0 | 0 | 0 | 0 | 0 | 0 | 0 | 0 | 0 | 0 | 0 | 0 | 0 | 0 | 0 | 0 | 0 | 0 | 0 | 0 | 0 | 0 | 0 | 0 | 0 | 0 | 0 | 0 | 0 | 0 | 0 | 0 | 0 | 0 | 0 | 0 | 0 | 0 | 0 | 0 | 0 | 0 | 0 | 0 | 0 | 0 | 0 | 0 | 0 | 0 | 0 | 0 | 0 | 0 | 0 | 0 | 0 | 0 | 0 | 0 | 0 | 0 | 0 | 0 | 0 | 0 | 0 | 0 | 0 | 0 | 0 | 0 | 0 | 0 | 0 | 0 | 0 | 0 | 0 | 0 | 0 | 0 | 0 | 0 | 0 | 0 | 0 | 0 | 0 | 0 | 0 | 0 | 0 | 0 | 0 | 0 | 0 | 0 | 0 | 0 | 0 | 0 | 0 | 0 | 0 | 0 | 0 | 0 | 0 | 0 | 0 | 0 | 0 | 0 | 0 | 0 | 0 | 0 | 0 | 0 | 0 | 0 | 0 | 0 | 0 | 0 | 0 | 0 | 0 | 0 | 0 | 0 | 0 | 0 | 0 | 0 | 0 | 0 | 0 | 0 | 0 | 0 | 0 | 0 | 0 | 0 | 0 | 0 | 0 | 0 | 0 | 0 | 0 | 0 | 0 | 0 | 0 | 0 | 0 | 0 | 0 | 0 | 0 | 0 | 0 | 0 | 0 | 0 | 0 | 0 | 0 | 0 | 0 | 0 | 0 | 0 | 0 | 0 | 0 | 0
Fase 3 - CE 3 - Iluminação Viária (V4/V5) Compartilhados | 0 | 0 | 0 | 0 | 0 | 0 | 0 | 0 | 0 | 0 | 0 | 0 | 0 | 0 | 0 | 0 | 0 | 0 | 0 | 0 | 0 | 0 | 0 | 0 | 0 | 0 | 0 | 0 | 0 | 0 | 0 | 0 | 0 | 0 | 0 | 0 | 0 | 0 | 0 | 0 | 0 | 0 | 0 | 0 | 0 | 0 | 0 | 0 | 0 | 0 | 0 | 0 | 0 | 0 | 0 | 0 | 0 | 0 | 0 | 0 | 0 | 0 | 0 | 0 | 0 | 0 | 0 | 0 | 0 | 0 | 0 | 0 | 0 | 0 | 0 | 0 | 0 | 0 | 0 | 0 | 0 | 0 | 0 | 0 | 0 | 0 | 0 | 0 | 0 | 0 | 0 | 0 | 0 | 0 | 0 | 0 | 0 | 0 | 0 | 0 | 0 | 0 | 0 | 0 | 0 | 0 | 0 | 0 | 0 | 0 | 0 | 0 | 0 | 0 | 0 | 0 | 0 | 0 | 0 | 0 | 0 | 0 | 0 | 0 | 0 | 0 | 0 | 0 | 0 | 0 | 0 | 0 | 0 | 0 | 0 | 0 | 0 | 0 | 0 | 0 | 0 | 0 | 0 | 0 | 0 | 0 | 0 | 0 | 0 | 0 | 0 | 0 | 0 | 0 | 0 | 0 | 0 | 0 | 0 | 0 | 0 | 0 | 0 | 0 | 0 | 0 | 0 | 0 | 0 | 0 | 0 | 0 | 0 | 0 | 0 | 0 | 0 | 0 | 0 | 0 | 0 | 0 | 0 | 0 | 0 | 0 | 0 | 0 | 0 | 0 | 0 | 0 | 0 | 0 | 0 | 0 | 0 | 0 | 0 | 0 | 0 | 0 | 0 | 0 | 0 | 0 | 0 | 0 | 0 | 0 | 0 | 0 | 0 | 0 | 0 | 0
Fase 3 - CE 4 - Iluminação Viária (V1...V3) Compartilhados | 0 | 0 | 0 | 0 | 0 | 0 | 0 | 0 | 0 | 0 | 0 | 0 | 0 | 0 | 0 | 0 | 0 | 0 | 0 | 0 | 0 | 0 | 0 | 0 | 0 | 0 | 0 | 0 | 0 | 0 | 0 | 0 | 0 | 0 | 0 | 0 | 0 | 0 | 0 | 0 | 0 | 0 | 0 | 0 | 0 | 0 | 0 | 0 | 0 | 0 | 0 | 0 | 0 | 0 | 0 | 0 | 0 | 0 | 0 | 0 | 0 | 0 | 0 | 0 | 0 | 0 | 0 | 0 | 0 | 0 | 0 | 0 | 0 | 0 | 0 | 0 | 0 | 0 | 0 | 0 | 0 | 0 | 0 | 0 | 0 | 0 | 0 | 0 | 0 | 0 | 0 | 0 | 0 | 0 | 0 | 0 | 0 | 0 | 0 | 0 | 0 | 0 | 0 | 0 | 0 | 0 | 0 | 0 | 0 | 0 | 0 | 0 | 0 | 0 | 0 | 0 | 0 | 0 | 0 | 0 | 0 | 0 | 0 | 0 | 0 | 0 | 0 | 0 | 0 | 0 | 0 | 0 | 0 | 0 | 0 | 0 | 0 | 0 | 0 | 0 | 0 | 0 | 0 | 0 | 0 | 0 | 0 | 0 | 0 | 0 | 0 | 0 | 0 | 0 | 0 | 0 | 0 | 0 | 0 | 0 | 0 | 0 | 0 | 0 | 0 | 0 | 0 | 0 | 0 | 0 | 0 | 0 | 0 | 0 | 0 | 0 | 0 | 0 | 0 | 0 | 0 | 0 | 0 | 0 | 0 | 0 | 0 | 0 | 0 | 0 | 0 | 0 | 0 | 0 | 0 | 0 | 0 | 0 | 0 | 0 | 0 | 0 | 0 | 0 | 0 | 0 | 0 | 0 | 0 | 0 | 0 | 0 | 0 | 0 | 0 | 0
Fase 3 - CE 5 - Iluminação FTP | 0 | 0 | 0 | 0 | 0 | 0 | 0 | 0 | 0 | 0 | 0 | 0 | 0 | 0 | 0 | 0 | 0 | 0 | 0 | 0 | 0 | 0 | 0 | 0 | 0 | 0 | 0 | 0 | 0 | 0 | 0 | 0 | 0 | 0 | 0 | 0 | 0 | 0 | 0 | 0 | 0 | 0 | 0 | 0 | 0 | 0 | 0 | 0 | 0 | 0 | 0 | 0 | 0 | 0 | 0 | 0 | 0 | 0 | 0 | 0 | 0 | 0 | 0 | 0 | 0 | 0 | 0 | 0 | 0 | 0 | 0 | 0 | 0 | 0 | 0 | 0 | 0 | 0 | 0 | 0 | 0 | 0 | 0 | 0 | 0 | 0 | 0 | 0 | 0 | 0 | 0 | 0 | 0 | 0 | 0 | 0 | 0 | 0 | 0 | 0 | 0 | 0 | 0 | 0 | 0 | 0 | 0 | 0 | 0 | 0 | 0 | 0 | 0 | 0 | 0 | 0 | 0 | 0 | 0 | 0 | 0 | 0 | 0 | 0 | 0 | 0 | 0 | 0 | 0 | 0 | 0 | 0 | 0 | 0 | 0 | 0 | 0 | 0 | 0 | 0 | 0 | 0 | 0 | 0 | 0 | 0 | 0 | 0 | 0 | 0 | 0 | 0 | 0 | 0 | 0 | 0 | 0 | 0 | 0 | 0 | 0 | 0 | 0 | 0 | 0 | 0 | 0 | 0 | 0 | 0 | 0 | 0 | 0 | 0 | 0 | 0 | 0 | 0 | 0 | 0 | 0 | 0 | 0 | 0 | 0 | 0 | 0 | 0 | 0 | 0 | 0 | 0 | 0 | 0 | 0 | 0 | 0 | 0 | 0 | 0 | 0 | 0 | 0 | 0 | 0 | 0 | 0 | 0 | 0 | 0 | 0 | 0 | 0 | 0 | 0 | 0
Fase 3 - CE 6 - Iluminação Ciclovia e Ciclofaixa | 0 | 0 | 0 | 0 | 0 | 0 | #REF! | #REF! | #REF! | #REF! | #REF! | #REF! | #REF! | #REF! | #REF! | #REF! | #REF! | #REF! | #REF! | #REF! | #REF! | #REF! | #REF! | #REF! | #REF! | #REF! | #REF! | #REF! | #REF! | #REF! | #REF! | #REF! | #REF! | #REF! | #REF! | #REF! | #REF! | #REF! | #REF! | #REF! | #REF! | #REF! | #REF! | #REF! | #REF! | #REF! | #REF! | #REF! | #REF! | #REF! | #REF! | #REF! | #REF! | #REF! | #REF! | #REF! | #REF! | #REF! | #REF! | #REF! | #REF! | #REF! | #REF! | #REF! | #REF! | #REF! | #REF! | #REF! | #REF! | #REF! | #REF! | #REF! | #REF! | #REF! | #REF! | #REF! | #REF! | #REF! | #REF! | #REF! | #REF! | #REF! | #REF! | #REF! | #REF! | #REF! | #REF! | #REF! | #REF! | #REF! | #REF! | #REF! | #REF! | #REF! | #REF! | #REF! | #REF! | #REF! | #REF! | #REF! | #REF! | #REF! | #REF! | #REF! | #REF! | #REF! | #REF! | #REF! | #REF! | #REF! | #REF! | #REF! | #REF! | #REF! | #REF! | #REF! | #REF! | #REF! | #REF! | #REF! | #REF! | #REF! | #REF! | #REF! | #REF! | #REF! | #REF! | #REF! | #REF! | #REF! | #REF! | #REF! | #REF! | #REF! | #REF! | #REF! | #REF! | #REF! | #REF! | #REF! | #REF! | #REF! | #REF! | #REF! | #REF! | #REF! | #REF! | #REF! | #REF! | #REF! | #REF! | #REF! | #REF! | #REF! | #REF! | #REF! | #REF! | #REF! | #REF! | #REF! | #REF! | #REF! | #REF! | #REF! | #REF! | #REF! | #REF! | #REF! | #REF! | #REF! | #REF! | #REF! | #REF! | #REF! | #REF! | #REF! | #REF! | #REF! | #REF! | #REF! | #REF! | #REF! | #REF! | #REF! | #REF! | #REF! | #REF! | #REF! | #REF! | #REF! | #REF! | #REF! | #REF! | #REF! | #REF! | #REF! | #REF! | #REF! | #REF! | #REF! | #REF! | #REF! | #REF! | #REF! | #REF! | #REF! | #REF! | #REF! | #REF! | #REF! | #REF! | #REF! | #REF! | #REF! | #REF! | #REF!
Fase 3 - CE 7 - Iluminação EPL | 0 | 0 | 0 | 0 | 0 | 0 | #REF! | #REF! | #REF! | #REF! | #REF! | #REF! | #REF! | #REF! | #REF! | #REF! | #REF! | #REF! | #REF! | #REF! | #REF! | #REF! | #REF! | #REF! | #REF! | #REF! | #REF! | #REF! | #REF! | #REF! | #REF! | #REF! | #REF! | #REF! | #REF! | #REF! | #REF! | #REF! | #REF! | #REF! | #REF! | #REF! | #REF! | #REF! | #REF! | #REF! | #REF! | #REF! | #REF! | #REF! | #REF! | #REF! | #REF! | #REF! | #REF! | #REF! | #REF! | #REF! | #REF! | #REF! | #REF! | #REF! | #REF! | #REF! | #REF! | #REF! | #REF! | #REF! | #REF! | #REF! | #REF! | #REF! | #REF! | #REF! | #REF! | #REF! | #REF! | #REF! | #REF! | #REF! | #REF! | #REF! | #REF! | #REF! | #REF! | #REF! | #REF! | #REF! | #REF! | #REF! | #REF! | #REF! | #REF! | #REF! | #REF! | #REF! | #REF! | #REF! | #REF! | #REF! | #REF! | #REF! | #REF! | #REF! | #REF! | #REF! | #REF! | #REF! | #REF! | #REF! | #REF! | #REF! | #REF! | #REF! | #REF! | #REF! | #REF! | #REF! | #REF! | #REF! | #REF! | #REF! | #REF! | #REF! | #REF! | #REF! | #REF! | #REF! | #REF! | #REF! | #REF! | #REF! | #REF! | #REF! | #REF! | #REF! | #REF! | #REF! | #REF! | #REF! | #REF! | #REF! | #REF! | #REF! | #REF! | #REF! | #REF! | #REF! | #REF! | #REF! | #REF! | #REF! | #REF! | #REF! | #REF! | #REF! | #REF! | #REF! | #REF! | #REF! | #REF! | #REF! | #REF! | #REF! | #REF! | #REF! | #REF! | #REF! | #REF! | #REF! | #REF! | #REF! | #REF! | #REF! | #REF! | #REF! | #REF! | #REF! | #REF! | #REF! | #REF! | #REF! | #REF! | #REF! | #REF! | #REF! | #REF! | #REF! | #REF! | #REF! | #REF! | #REF! | #REF! | #REF! | #REF! | #REF! | #REF! | #REF! | #REF! | #REF! | #REF! | #REF! | #REF! | #REF! | #REF! | #REF! | #REF! | #REF! | #REF! | #REF! | #REF! | #REF! | #REF! | #REF! | #REF! | #REF!
Fase 3 - CE 8 - Iluminação Rural | 0 | 0 | 0 | 0 | 0 | 0 | 0 | 0 | 0 | 0 | 0 | 0 | 0 | 0 | 0 | 0 | 0 | 0 | 0 | 0 | 0 | 0 | 0 | 0 | 0 | 0 | 0 | 0 | 0 | 0 | 0 | 0 | 0 | 0 | 0 | 0 | 0 | 0 | 0 | 0 | 0 | 0 | 0 | 0 | 0 | 0 | 0 | 0 | 0 | 0 | 0 | 0 | 0 | 0 | 0 | 0 | 0 | 0 | 0 | 0 | 0 | 0 | 0 | 0 | 0 | 0 | 0 | 0 | 0 | 0 | 0 | 0 | 0 | 0 | 0 | 0 | 0 | 0 | 0 | 0 | 0 | 0 | 0 | 0 | 0 | 0 | 0 | 0 | 0 | 0 | 0 | 0 | 0 | 0 | 0 | 0 | 0 | 0 | 0 | 0 | 0 | 0 | 0 | 0 | 0 | 0 | 0 | 0 | 0 | 0 | 0 | 0 | 0 | 0 | 0 | 0 | 0 | 0 | 0 | 0 | 0 | 0 | 0 | 0 | 0 | 0 | 0 | 0 | 0 | 0 | 0 | 0 | 0 | 0 | 0 | 0 | 0 | 0 | 0 | 0 | 0 | 0 | 0 | 0 | 0 | 0 | 0 | 0 | 0 | 0 | 0 | 0 | 0 | 0 | 0 | 0 | 0 | 0 | 0 | 0 | 0 | 0 | 0 | 0 | 0 | 0 | 0 | 0 | 0 | 0 | 0 | 0 | 0 | 0 | 0 | 0 | 0 | 0 | 0 | 0 | 0 | 0 | 0 | 0 | 0 | 0 | 0 | 0 | 0 | 0 | 0 | 0 | 0 | 0 | 0 | 0 | 0 | 0 | 0 | 0 | 0 | 0 | 0 | 0 | 0 | 0 | 0 | 0 | 0 | 0 | 0 | 0 | 0 | 0 | 0 | 0
(12) EMPRÉSTIMO | 0 | 0 | 0 | 0 | 0 | 0 | 0 | 0 | 0 | 0 | 0 | 0 | 0 | 0 | 0 | 0 | 0 | 0 | 0 | 0 | 0 | 0 | 0 | 0 | 41.1346 | 41.1346 | 41.1346 | 41.1346 | 41.1346 | 41.1346 | 41.1346 | 41.1346 | 41.1346 | 41.1346 | 41.1346 | 41.1346 | 41.1346 | 41.1346 | 41.1346 | 41.1346 | 41.1346 | 41.1346 | 41.1346 | 41.1346 | 41.1346 | 41.1346 | 41.1346 | 41.1346 | 41.1346 | 41.1346 | 41.1346 | 41.1346 | 41.1346 | 41.1346 | 41.1346 | 41.1346 | 41.1346 | 41.1346 | 41.1346 | 41.1346 | 41.1346 | 41.1346 | 41.1346 | 41.1346 | 41.1346 | 41.1346 | 41.1346 | 41.1346 | 41.1346 | 41.1346 | 41.1346 | 41.1346 | 41.1346 | 41.1346 | 41.1346 | 41.1346 | 41.1346 | 41.1346 | 41.1346 | 41.1346 | 41.1346 | 41.1346 | 41.1346 | 41.1346 | 41.1346 | 41.1346 | 41.1346 | 41.1346 | 41.1346 | 41.1346 | 41.1346 | 41.1346 | 41.1346 | 41.1346 | 41.1346 | 41.1346 | 41.1346 | 41.1346 | 41.1346 | 41.1346 | 41.1346 | 41.1346 | 41.1346 | 41.1346 | 41.1346 | 41.1346 | 41.1346 | 41.1346 | 41.1346 | 41.1346 | 41.1346 | 41.1346 | 41.1346 | 41.1346 | 41.1346 | 41.1346 | 41.1346 | 41.1346 | 41.1346 | 41.1346 | 0 | 0 | 0 | 0 | 0 | 0 | 0 | 0 | 0 | 0 | 0 | 0 | 0 | 0 | 0 | 0 | 0 | 0 | 0 | 0 | 0 | 0 | 0 | 0 | 0 | 0 | 0 | 0 | 0 | 0 | 0 | 0 | 0 | 0 | 0 | 0 | 0 | 0 | 0 | 0 | 0 | 0 | 0 | 0 | 0 | 0 | 0 | 0 | 0 | 0 | 0 | 0 | 0 | 0 | 0 | 0 | 0 | 0 | 0 | 0 | 0 | 0 | 0 | 0 | 0 | 0 | 0 | 0 | 0 | 0 | 0 | 0 | 0 | 0 | 0 | 0 | 0 | 0 | 0 | 0 | 0 | 0 | 0 | 0 | 0 | 0 | 0 | 0 | 0 | 0 | 0 | 0 | 0 | 0 | 0 | 0
(12.1) Structuring Fee | #REF! | 0 | 0 | 0 | 0 | 0 | 0 | 0 | 0 | 0 | 0 | 0 | 0 | 0 | 0 | 0 | 0 | 0 | 0 | 0 | 0 | 0 | 0 | 0 | 0 | 0 | 0 | 0 | 0 | 0 | 0 | 0 | 0 | 0 | 0 | 0 | 0 | 0 | 0 | 0 | 0 | 0 | 0 | 0 | 0 | 0 | 0 | 0 | 0 | 0 | 0 | 0 | 0 | 0 | 0 | 0 | 0 | 0 | 0 | 0 | 0 | 0 | 0 | 0 | 0 | 0 | 0 | 0 | 0 | 0 | 0 | 0 | 0 | 0 | 0 | 0 | 0 | 0 | 0 | 0 | 0 | 0 | 0 | 0 | 0 | 0 | 0 | 0 | 0 | 0 | 0 | 0 | 0 | 0 | 0 | 0 | 0 | 0 | 0 | 0 | 0 | 0 | 0 | 0 | 0 | 0 | 0 | 0 | 0 | 0 | 0 | 0 | 0 | 0 | 0 | 0 | 0 | 0 | 0 | 0 | 0 | 0 | 0 | 0 | 0 | 0 | 0 | 0 | 0 | 0 | 0 | 0 | 0 | 0 | 0 | 0 | 0 | 0 | 0 | 0 | 0 | 0 | 0 | 0 | 0 | 0 | 0 | 0 | 0 | 0 | 0 | 0 | 0 | 0 | 0 | 0 | 0 | 0 | 0 | 0 | 0 | 0 | 0 | 0 | 0 | 0 | 0 | 0 | 0 | 0 | 0 | 0 | 0 | 0 | 0 | 0 | 0 | 0 | 0 | 0 | 0 | 0 | 0 | 0 | 0 | 0 | 0 | 0 | 0 | 0 | 0 | 0 | 0 | 0 | 0 | 0 | 0 | 0 | 0 | 0 | 0 | 0 | 0 | 0 | 0 | 0 | 0 | 0 | 0 | 0 | 0 | 0 | 0 | 0 | 0 | 0
(12.2) Commitment Fee | #REF! | #REF! | #REF! | #REF! | #REF! | #REF! | #REF! | #REF! | #REF! | #REF! | #REF! | #REF! | #REF! | #REF! | #REF! | #REF! | #REF! | #REF! | #REF! | #REF! | #REF! | #REF! | #REF! | #REF! | #REF! | #REF! | #REF! | #REF! | #REF! | #REF! | #REF! | #REF! | #REF! | #REF! | #REF! | #REF! | #REF! | #REF! | #REF! | #REF! | #REF! | #REF! | #REF! | #REF! | #REF! | #REF! | #REF! | #REF! | #REF! | #REF! | #REF! | #REF! | #REF! | #REF! | #REF! | #REF! | #REF! | #REF! | #REF! | #REF! | #REF! | #REF! | #REF! | #REF! | #REF! | #REF! | #REF! | #REF! | #REF! | #REF! | #REF! | #REF! | #REF! | #REF! | #REF! | #REF! | #REF! | #REF! | #REF! | #REF! | #REF! | #REF! | #REF! | #REF! | #REF! | #REF! | #REF! | #REF! | #REF! | #REF! | #REF! | #REF! | #REF! | #REF! | #REF! | #REF! | #REF! | #REF! | #REF! | #REF! | #REF! | #REF! | #REF! | #REF! | #REF! | #REF! | #REF! | #REF! | #REF! | #REF! | #REF! | #REF! | #REF! | #REF! | #REF! | #REF! | #REF! | #REF! | #REF! | #REF! | 0 | 0 | 0 | 0 | 0 | 0 | 0 | 0 | 0 | 0 | 0 | 0 | 0 | 0 | 0 | 0 | 0 | 0 | 0 | 0 | 0 | 0 | 0 | 0 | 0 | 0 | 0 | 0 | 0 | 0 | 0 | 0 | 0 | 0 | 0 | 0 | 0 | 0 | 0 | 0 | 0 | 0 | 0 | 0 | 0 | 0 | 0 | 0 | 0 | 0 | 0 | 0 | 0 | 0 | 0 | 0 | 0 | 0 | 0 | 0 | 0 | 0 | 0 | 0 | 0 | 0 | 0 | 0 | 0 | 0 | 0 | 0 | 0 | 0 | 0 | 0 | 0 | 0 | 0 | 0 | 0 | 0 | 0 | 0 | 0 | 0 | 0 | 0 | 0 | 0 | 0 | 0 | 0 | 0 | 0 | 0
(13) AMORTIZAÇÃO DA DÍVIDA | 0 | 0 | 0 | 0 | 0 | 0 | 0 | 0 | 0 | 0 | 0 | 0 | 0 | 0 | 0 | 0 | 0 | 0 | 0 | 0 | 0 | 0 | 0 | 0 | 0 | 0 | 0 | 0 | 0 | 0 | 0 | 0 | 0 | 0 | 0 | 0 | 0 | 0 | 0 | 0 | 0 | 0 | 0 | 0 | 0 | 0 | 0 | 0 | 0 | 0 | 0 | 0 | 0 | 0 | 0 | 0 | 0 | 0 | 0 | 0 | 0 | 0 | 0 | 0 | 0 | 0 | 0 | 0 | 0 | 0 | 0 | 0 | 0 | 0 | 0 | 0 | 0 | 0 | 0 | 0 | 0 | 0 | 0 | 0 | 0 | 0 | 0 | 0 | 0 | 0 | 0 | 0 | 0 | 0 | 0 | 0 | 0 | 0 | 0 | 0 | 0 | 0 | 0 | 0 | 0 | 0 | 0 | 0 | 0 | 0 | 0 | 0 | 0 | 0 | 0 | 0 | 0 | 0 | 0 | 0 | 0 | 0 | 0 | 0 | 0 | 0 | 0 | 0 | 0 | 0 | 0 | 0 | 0 | 0 | 0 | 0 | 0 | 0 | 0 | 0 | 0 | 0 | 0 | 0 | 0 | 0 | 0 | 0 | 0 | 0 | 0 | 0 | 0 | 0 | 0 | 0 | 0 | 0 | 0 | 0 | 0 | 0 | 0 | 0 | 0 | 0 | 0 | 0 | 0 | 0 | 0 | 0 | 0 | 0 | 0 | 0 | 0 | 0 | 0 | 0 | 0 | 0 | 0 | 0 | 0 | 0 | 0 | 0 | 0 | 0 | 0 | 0 | 0 | 0 | 0 | 0 | 0 | 0 | 0 | 0 | 0 | 0 | 0 | 0 | 0 | 0 | 0 | 0 | 0 | 0 | 0 | 0 | 0 | 0 | 0 | 0
(14) FLUXO DE CAIXA LIVRE (10 + 6 -11 + 12 -12.1 - 12.2 - 13) | #REF! | #REF! | #REF! | #REF! | #REF! | #REF! | #REF! | #REF! | #REF! | #REF! | #REF! | #REF! | #REF! | #REF! | #REF! | #REF! | #REF! | #REF! | #NAME? | #NAME? | #NAME? | #NAME? | #NAME? | #NAME? | #NAME? | #NAME? | #NAME? | #NAME? | #NAME? | #NAME? | #NAME? | #NAME? | #NAME? | #NAME? | #NAME? | #NAME? | #NAME? | #NAME? | #NAME? | #NAME? | #NAME? | #NAME? | #NAME? | #NAME? | #NAME? | #NAME? | #NAME? | #NAME? | #NAME? | #NAME? | #NAME? | #NAME? | #NAME? | #NAME? | #NAME? | #NAME? | #NAME? | #NAME? | #NAME? | #NAME? | #NAME? | #NAME? | #NAME? | #NAME? | #NAME? | #NAME? | #NAME? | #NAME? | #NAME? | #NAME? | #NAME? | #NAME? | #NAME? | #NAME? | #NAME? | #NAME? | #NAME? | #NAME? | #NAME? | #NAME? | #NAME? | #NAME? | #NAME? | #NAME? | #NAME? | #NAME? | #NAME? | #NAME? | #NAME? | #NAME? | #NAME? | #NAME? | #NAME? | #NAME? | #NAME? | #NAME? | #NAME? | #NAME? | #NAME? | #NAME? | #NAME? | #NAME? | #NAME? | #NAME? | #NAME? | #NAME? | #NAME? | #NAME? | #NAME? | #NAME? | #NAME? | #NAME? | #NAME? | #NAME? | #NAME? | #NAME? | #NAME? | #NAME? | #NAME? | #NAME? | #NAME? | #NAME? | #NAME? | #NAME? | #NAME? | #NAME? | #NAME? | #NAME? | #NAME? | #NAME? | #NAME? | #NAME? | #NAME? | #NAME? | #NAME? | #NAME? | #NAME? | #NAME? | #NAME? | #NAME? | #NAME? | #NAME? | #NAME? | #NAME? | #NAME? | #NAME? | #NAME? | #NAME? | #NAME? | #NAME? | #NAME? | #NAME? | #NAME? | #NAME? | #NAME? | #NAME? | #NAME? | #NAME? | #NAME? | #NAME? | #NAME? | #NAME? | #NAME? | #NAME? | #NAME? | #NAME? | #NAME? | #NAME? | #NAME? | #NAME? | #NAME? | #NAME? | #NAME? | #NAME? | #NAME? | #NAME? | #NAME? | #NAME? | #NAME? | #NAME? | #NAME? | #NAME? | #NAME? | #NAME? | #NAME? | #NAME? | #NAME? | #NAME? | #NAME? | #NAME? | #NAME? | #NAME? | #NAME? | #NAME? | #NAME? | #NAME? | #NAME? | #NAME? | #NAME? | #NAME? | #NAME? | #NAME? | #NAME? | #NAME? | #NAME? | #NAME? | #NAME? | #NAME? | #NAME? | #NAME? | #NAME? | #NAME? | #NAME? | #NAME? | #NAME? | #NAME?
(15) FLUXO DE CAIXA ACUMULADO | #REF! | #REF! | #REF! | #REF! | #REF! | #REF! | #REF! | #REF! | #REF! | #REF! | #REF! | #REF! | #REF! | #REF! | #REF! | #REF! | #REF! | #REF! | #REF! | #REF! | #REF! | #REF! | #REF! | #REF! | #REF! | #REF! | #REF! | #REF! | #REF! | #REF! | #REF! | #REF! | #REF! | #REF! | #REF! | #REF! | #REF! | #REF! | #REF! | #REF! | #REF! | #REF! | #REF! | #REF! | #REF! | #REF! | #REF! | #REF! | #REF! | #REF! | #REF! | #REF! | #REF! | #REF! | #REF! | #REF! | #REF! | #REF! | #REF! | #REF! | #REF! | #REF! | #REF! | #REF! | #REF! | #REF! | #REF! | #REF! | #REF! | #REF! | #REF! | #REF! | #REF! | #REF! | #REF! | #REF! | #REF! | #REF! | #REF! | #REF! | #REF! | #REF! | #REF! | #REF! | #REF! | #REF! | #REF! | #REF! | #REF! | #REF! | #REF! | #REF! | #REF! | #REF! | #REF! | #REF! | #REF! | #REF! | #REF! | #REF! | #REF! | #REF! | #REF! | #REF! | #REF! | #REF! | #REF! | #REF! | #REF! | #REF! | #REF! | #REF! | #REF! | #REF! | #REF! | #REF! | #REF! | #REF! | #REF! | #REF! | #REF! | #REF! | #REF! | #REF! | #REF! | #REF! | #REF! | #REF! | #REF! | #REF! | #REF! | #REF! | #REF! | #REF! | #REF! | #REF! | #REF! | #REF! | #REF! | #REF! | #REF! | #REF! | #REF! | #REF! | #REF! | #REF! | #REF! | #REF! | #REF! | #REF! | #REF! | #REF! | #REF! | #REF! | #REF! | #REF! | #REF! | #REF! | #REF! | #REF! | #REF! | #REF! | #REF! | #REF! | #REF! | #REF! | #REF! | #REF! | #REF! | #REF! | #REF! | #REF! | #REF! | #REF! | #REF! | #REF! | #REF! | #REF! | #REF! | #REF! | #REF! | #REF! | #REF! | #REF! | #REF! | #REF! | #REF! | #REF! | #REF! | #REF! | #REF! | #REF! | #REF! | #REF! | #REF! | #REF! | #REF! | #REF! | #REF! | #REF! | #REF! | #REF! | #REF! | #REF! | #REF! | #REF! | #REF! | #REF! | #REF! | #REF! | #REF! | #REF! | #REF! | #REF! | #REF! | #REF!
Auxiliar Payback | #REF! | #REF! | #REF! | #REF! | #REF! | #REF! | #REF! | #REF! | #REF! | #REF! | #REF! | #REF! | #REF! | #REF! | #REF! | #REF! | #REF! | #REF! | #REF! | #REF! | #REF! | #REF! | #REF! | #REF! | #REF! | #REF! | #REF! | #REF! | #REF! | #REF! | #REF! | #REF! | #REF! | #REF! | #REF! | #REF! | #REF! | #REF! | #REF! | #REF! | #REF! | #REF! | #REF! | #REF! | #REF! | #REF! | #REF! | #REF! | #REF! | #REF! | #REF! | #REF! | #REF! | #REF! | #REF! | #REF! | #REF! | #REF! | #REF! | #REF! | #REF! | #REF! | #REF! | #REF! | #REF! | #REF! | #REF! | #REF! | #REF! | #REF! | #REF! | #REF! | #REF! | #REF! | #REF! | #REF! | #REF! | #REF! | #REF! | #REF! | #REF! | #REF! | #REF! | #REF! | #REF! | #REF! | #REF! | #REF! | #REF! | #REF! | #REF! | #REF! | #REF! | #REF! | #REF! | #REF! | #REF! | #REF! | #REF! | #REF! | #REF! | #REF! | #REF! | #REF! | #REF! | #REF! | #REF! | #REF! | #REF! | #REF! | #REF! | #REF! | #REF! | #REF! | #REF! | #REF! | #REF! | #REF! | #REF! | #REF! | #REF! | #REF! | #REF! | #REF! | #REF! | #REF! | #REF! | #REF! | #REF! | #REF! | #REF! | #REF! | #REF! | #REF! | #REF! | #REF! | #REF! | #REF! | #REF! | #REF! | #REF! | #REF! | #REF! | #REF! | #REF! | #REF! | #REF! | #REF! | #REF! | #REF! | #REF! | #REF! | #REF! | #REF! | #REF! | #REF! | #REF! | #REF! | #REF! | #REF! | #REF! | #REF! | #REF! | #REF! | #REF! | #REF! | #REF! | #REF! | #REF! | #REF! | #REF! | #REF! | #REF! | #REF! | #REF! | #REF! | #REF! | #REF! | #REF! | #REF! | #REF! | #REF! | #REF! | #REF! | #REF! | #REF! | #REF! | #REF! | #REF! | #REF! | #REF! | #REF! | #REF! | #REF! | #REF! | #REF! | #REF! | #REF! | #REF! | #REF! | #REF! | #REF! | #REF! | #REF! | #REF! | #REF! | #REF! | #REF! | #REF! | #REF! | #REF! | #REF! | #REF! | #REF! | #REF! | #REF!
PAYBACK | #REF!
TIR | #VALUE!
VPL | #REF!
Note on A20: Felipe Andrade Lucci: Conforme apresentado no RL, não foram consideradas receitas de BCE.
Note on A31: Felipe Andrade Lucci: Conforme apresentado no RL, não foram consideradas receitas de negócios acessórios.
Note on A32: Felipe Andrade Lucci: Como simplificação do cálculo, considerada a venda de sucata convencional e de braço somente até o fim da modernização e de venda de LED somente a partir do fim da modernização.
Note on G44: Felipe Andrade Lucci: Para os pontos convencionais, foi considerado que os custos estão cobertos pelos materiais listados na modernização
Note on G45: Felipe Andrade Lucci: Para os pontos convencionais, foi considerado que os custos estão cobertos pelos materiais listados na modernização
Note on A47: Felipe Andrade Lucci: 13.2. A execução da PODA DE ÁRVORES pela CONCESSIONÁRIA será iniciada apenas a partir do início da FASE I.

## CMM3 - AUX DEPREC (hidden)
Ano |  | 1 | 1 | 1 | 1 | 1 | 1 | 1 | 1 | 1 | 1 | 1 | 1 | 2 | 2 | 2 | 2 | 2 | 2 | 2 | 2 | 2 | 2 | 2 | 2 | 3 | 3 | 3 | 3 | 3 | 3 | 3 | 3 | 3 | 3 | 3 | 3 | 4 | 4 | 4 | 4 | 4 | 4 | 4 | 4 | 4 | 4 | 4 | 4 | 5 | 5 | 5 | 5 | 5 | 5 | 5 | 5 | 5 | 5 | 5 | 5 | 6 | 6 | 6 | 6 | 6 | 6 | 6 | 6 | 6 | 6 | 6 | 6 | 7 | 7 | 7 | 7 | 7 | 7 | 7 | 7 | 7 | 7 | 7 | 7 | 8 | 8 | 8 | 8 | 8 | 8 | 8 | 8 | 8 | 8 | 8 | 8 | 9 | 9 | 9 | 9 | 9 | 9 | 9 | 9 | 9 | 9 | 9 | 9 | 10 | 10 | 10 | 10 | 10 | 10 | 10 | 10 | 10 | 10 | 10 | 10 | 11 | 11 | 11 | 11 | 11 | 11 | 11 | 11 | 11 | 11 | 11 | 11 | 12 | 12 | 12 | 12 | 12 | 12 | 12 | 12 | 12 | 12 | 12 | 12 | 13 | 13 | 13 | 13 | 13 | 13 | 13 | 13 | 13 | 13 | 13 | 13 | 14 | 14 | 14 | 14 | 14 | 14 | 14 | 14 | 14 | 14 | 14 | 14 | 15 | 15 | 15 | 15 | 15 | 15 | 15 | 15 | 15 | 15 | 15 | 15 | 16 | 16 | 16 | 16 | 16 | 16 | 16 | 16 | 16 | 16 | 16 | 16 | 17 | 17 | 17 | 17 | 17 | 17 | 17 | 17 | 17 | 17 | 17 | 17 | 18 | 18 | 18 | 18 | 18 | 18 | 18 | 18 | 18 | 18 | 18 | 18
Total | #REF! | 0 | 0 | 0 | 0 | 0 | 0 | #REF! | #REF! | #REF! | #REF! | #REF! | #REF! | #REF! | #REF! | #REF! | #REF! | #REF! | #REF! | #REF! | #REF! | #REF! | #REF! | #REF! | #REF! | #REF! | #REF! | #REF! | #REF! | #REF! | #REF! | #REF! | #REF! | #REF! | #REF! | #REF! | #REF! | #REF! | #REF! | #REF! | #REF! | #REF! | #REF! | #REF! | #REF! | #REF! | #REF! | #REF! | #REF! | #REF! | #REF! | #REF! | #REF! | #REF! | #REF! | #REF! | #REF! | #REF! | #REF! | #REF! | #REF! | #REF! | #REF! | #REF! | #REF! | #REF! | #REF! | #REF! | #REF! | #REF! | #REF! | #REF! | #REF! | #REF! | #REF! | #REF! | #REF! | #REF! | #REF! | #REF! | #REF! | #REF! | #REF! | #REF! | #REF! | #REF! | #REF! | #REF! | #REF! | #REF! | #REF! | #REF! | #REF! | #REF! | #REF! | #REF! | #REF! | #REF! | #REF! | #REF! | #REF! | #REF! | #REF! | #REF! | #REF! | #REF! | #REF! | #REF! | #REF! | #REF! | #REF! | #REF! | #REF! | #REF! | #REF! | #REF! | #REF! | #REF! | #REF! | #REF! | #REF! | #REF! | #REF! | #REF! | #REF! | #REF! | #REF! | #REF! | #REF! | #REF! | #REF! | #REF! | #REF! | #REF! | #REF! | #REF! | #REF! | #REF! | #REF! | #REF! | #REF! | #REF! | #REF! | #REF! | #REF! | #REF! | #REF! | #REF! | #REF! | #REF! | #REF! | #REF! | #REF! | #REF! | #REF! | #REF! | #REF! | #REF! | #REF! | #REF! | #REF! | #REF! | #REF! | #REF! | #REF! | #REF! | #REF! | #REF! | #REF! | #REF! | #REF! | #REF! | #REF! | #REF! | #REF! | #REF! | #REF! | #REF! | #REF! | #REF! | #REF! | #REF! | #REF! | #REF! | #REF! | #REF! | #REF! | #REF! | #REF! | #REF! | #REF! | #REF! | #REF! | #REF! | #REF! | #REF! | #REF! | #REF! | #REF! | #REF! | #REF! | #REF! | #REF! | #REF! | #REF! | #REF! | #REF! | #REF! | #REF! | #REF! | #REF! | #REF! | #REF! | #REF! | #REF! | #REF! | #REF!
Mês | Referência | 1 | 2 | 3 | 4 | 5 | 6 | 7 | 8 | 9 | 10 | 11 | 12 | 13 | 14 | 15 | 16 | 17 | 18 | 19 | 20 | 21 | 22 | 23 | 24 | 25 | 26 | 27 | 28 | 29 | 30 | 31 | 32 | 33 | 34 | 35 | 36 | 37 | 38 | 39 | 40 | 41 | 42 | 43 | 44 | 45 | 46 | 47 | 48 | 49 | 50 | 51 | 52 | 53 | 54 | 55 | 56 | 57 | 58 | 59 | 60 | 61 | 62 | 63 | 64 | 65 | 66 | 67 | 68 | 69 | 70 | 71 | 72 | 73 | 74 | 75 | 76 | 77 | 78 | 79 | 80 | 81 | 82 | 83 | 84 | 85 | 86 | 87 | 88 | 89 | 90 | 91 | 92 | 93 | 94 | 95 | 96 | 97 | 98 | 99 | 100 | 101 | 102 | 103 | 104 | 105 | 106 | 107 | 108 | 109 | 110 | 111 | 112 | 113 | 114 | 115 | 116 | 117 | 118 | 119 | 120 | 121 | 122 | 123 | 124 | 125 | 126 | 127 | 128 | 129 | 130 | 131 | 132 | 133 | 134 | 135 | 136 | 137 | 138 | 139 | 140 | 141 | 142 | 143 | 144 | 145 | 146 | 147 | 148 | 149 | 150 | 151 | 152 | 153 | 154 | 155 | 156 | 157 | 158 | 159 | 160 | 161 | 162 | 163 | 164 | 165 | 166 | 167 | 168 | 169 | 170 | 171 | 172 | 173 | 174 | 175 | 176 | 177 | 178 | 179 | 180 | 181 | 182 | 183 | 184 | 185 | 186 | 187 | 188 | 189 | 190 | 191 | 192 | 193 | 194 | 195 | 196 | 197 | 198 | 199 | 200 | 201 | 202 | 203 | 204 | 205 | 206 | 207 | 208 | 209 | 210 | 211 | 212 | 213 | 214 | 215 | 216
1 | 0 | 0 | 0 | 0 | 0 | 0 | 0 | 0 | 0 | 0 | 0 | 0 | 0 | 0 | 0 | 0 | 0 | 0 | 0 | 0 | 0 | 0 | 0 | 0 | 0 | 0 | 0 | 0 | 0 | 0 | 0 | 0 | 0 | 0 | 0 | 0 | 0 | 0 | 0 | 0 | 0 | 0 | 0 | 0 | 0 | 0 | 0 | 0 | 0 | 0 | 0 | 0 | 0 | 0 | 0 | 0 | 0 | 0 | 0 | 0 | 0 | 0 | 0 | 0 | 0 | 0 | 0 | 0 | 0 | 0 | 0 | 0 | 0 | 0 | 0 | 0 | 0 | 0 | 0 | 0 | 0 | 0 | 0 | 0 | 0 | 0 | 0 | 0 | 0 | 0 | 0 | 0 | 0 | 0 | 0 | 0 | 0 | 0 | 0 | 0 | 0 | 0 | 0 | 0 | 0 | 0 | 0 | 0 | 0 | 0 | 0 | 0 | 0 | 0 | 0 | 0 | 0 | 0 | 0 | 0 | 0 | 0 | 0 | 0 | 0 | 0 | 0 | 0 | 0 | 0 | 0 | 0 | 0 | 0 | 0 | 0 | 0 | 0 | 0 | 0 | 0 | 0 | 0 | 0 | 0 | 0 | 0 | 0 | 0 | 0 | 0 | 0 | 0 | 0 | 0 | 0 | 0 | 0 | 0 | 0 | 0 | 0 | 0 | 0 | 0 | 0 | 0 | 0 | 0 | 0 | 0 | 0 | 0 | 0 | 0 | 0 | 0 | 0 | 0 | 0 | 0 | 0 | 0 | 0 | 0 | 0 | 0 | 0 | 0 | 0 | 0 | 0 | 0 | 0 | 0 | 0 | 0 | 0 | 0 | 0 | 0 | 0 | 0 | 0 | 0 | 0 | 0 | 0 | 0 | 0 | 0 | 0 | 0 | 0 | 0 | 0 | 0
2 | 0 |  | 0 | 0 | 0 | 0 | 0 | 0 | 0 | 0 | 0 | 0 | 0 | 0 | 0 | 0 | 0 | 0 | 0 | 0 | 0 | 0 | 0 | 0 | 0 | 0 | 0 | 0 | 0 | 0 | 0 | 0 | 0 | 0 | 0 | 0 | 0 | 0 | 0 | 0 | 0 | 0 | 0 | 0 | 0 | 0 | 0 | 0 | 0 | 0 | 0 | 0 | 0 | 0 | 0 | 0 | 0 | 0 | 0 | 0 | 0 | 0 | 0 | 0 | 0 | 0 | 0 | 0 | 0 | 0 | 0 | 0 | 0 | 0 | 0 | 0 | 0 | 0 | 0 | 0 | 0 | 0 | 0 | 0 | 0 | 0 | 0 | 0 | 0 | 0 | 0 | 0 | 0 | 0 | 0 | 0 | 0 | 0 | 0 | 0 | 0 | 0 | 0 | 0 | 0 | 0 | 0 | 0 | 0 | 0 | 0 | 0 | 0 | 0 | 0 | 0 | 0 | 0 | 0 | 0 | 0 | 0 | 0 | 0 | 0 | 0 | 0 | 0 | 0 | 0 | 0 | 0 | 0 | 0 | 0 | 0 | 0 | 0 | 0 | 0 | 0 | 0 | 0 | 0 | 0 | 0 | 0 | 0 | 0 | 0 | 0 | 0 | 0 | 0 | 0 | 0 | 0 | 0 | 0 | 0 | 0 | 0 | 0 | 0 | 0 | 0 | 0 | 0 | 0 | 0 | 0 | 0 | 0 | 0 | 0 | 0 | 0 | 0 | 0 | 0 | 0 | 0 | 0 | 0 | 0 | 0 | 0 | 0 | 0 | 0 | 0 | 0 | 0 | 0 | 0 | 0 | 0 | 0 | 0 | 0 | 0 | 0 | 0 | 0 | 0 | 0 | 0 | 0 | 0 | 0 | 0 | 0 | 0 | 0 | 0 | 0 | 0
3 | 0 |  |  | 0 | 0 | 0 | 0 | 0 | 0 | 0 | 0 | 0 | 0 | 0 | 0 | 0 | 0 | 0 | 0 | 0 | 0 | 0 | 0 | 0 | 0 | 0 | 0 | 0 | 0 | 0 | 0 | 0 | 0 | 0 | 0 | 0 | 0 | 0 | 0 | 0 | 0 | 0 | 0 | 0 | 0 | 0 | 0 | 0 | 0 | 0 | 0 | 0 | 0 | 0 | 0 | 0 | 0 | 0 | 0 | 0 | 0 | 0 | 0 | 0 | 0 | 0 | 0 | 0 | 0 | 0 | 0 | 0 | 0 | 0 | 0 | 0 | 0 | 0 | 0 | 0 | 0 | 0 | 0 | 0 | 0 | 0 | 0 | 0 | 0 | 0 | 0 | 0 | 0 | 0 | 0 | 0 | 0 | 0 | 0 | 0 | 0 | 0 | 0 | 0 | 0 | 0 | 0 | 0 | 0 | 0 | 0 | 0 | 0 | 0 | 0 | 0 | 0 | 0 | 0 | 0 | 0 | 0 | 0 | 0 | 0 | 0 | 0 | 0 | 0 | 0 | 0 | 0 | 0 | 0 | 0 | 0 | 0 | 0 | 0 | 0 | 0 | 0 | 0 | 0 | 0 | 0 | 0 | 0 | 0 | 0 | 0 | 0 | 0 | 0 | 0 | 0 | 0 | 0 | 0 | 0 | 0 | 0 | 0 | 0 | 0 | 0 | 0 | 0 | 0 | 0 | 0 | 0 | 0 | 0 | 0 | 0 | 0 | 0 | 0 | 0 | 0 | 0 | 0 | 0 | 0 | 0 | 0 | 0 | 0 | 0 | 0 | 0 | 0 | 0 | 0 | 0 | 0 | 0 | 0 | 0 | 0 | 0 | 0 | 0 | 0 | 0 | 0 | 0 | 0 | 0 | 0 | 0 | 0 | 0 | 0 | 0 | 0
4 | 0 |  |  |  | 0 | 0 | 0 | 0 | 0 | 0 | 0 | 0 | 0 | 0 | 0 | 0 | 0 | 0 | 0 | 0 | 0 | 0 | 0 | 0 | 0 | 0 | 0 | 0 | 0 | 0 | 0 | 0 | 0 | 0 | 0 | 0 | 0 | 0 | 0 | 0 | 0 | 0 | 0 | 0 | 0 | 0 | 0 | 0 | 0 | 0 | 0 | 0 | 0 | 0 | 0 | 0 | 0 | 0 | 0 | 0 | 0 | 0 | 0 | 0 | 0 | 0 | 0 | 0 | 0 | 0 | 0 | 0 | 0 | 0 | 0 | 0 | 0 | 0 | 0 | 0 | 0 | 0 | 0 | 0 | 0 | 0 | 0 | 0 | 0 | 0 | 0 | 0 | 0 | 0 | 0 | 0 | 0 | 0 | 0 | 0 | 0 | 0 | 0 | 0 | 0 | 0 | 0 | 0 | 0 | 0 | 0 | 0 | 0 | 0 | 0 | 0 | 0 | 0 | 0 | 0 | 0 | 0 | 0 | 0 | 0 | 0 | 0 | 0 | 0 | 0 | 0 | 0 | 0 | 0 | 0 | 0 | 0 | 0 | 0 | 0 | 0 | 0 | 0 | 0 | 0 | 0 | 0 | 0 | 0 | 0 | 0 | 0 | 0 | 0 | 0 | 0 | 0 | 0 | 0 | 0 | 0 | 0 | 0 | 0 | 0 | 0 | 0 | 0 | 0 | 0 | 0 | 0 | 0 | 0 | 0 | 0 | 0 | 0 | 0 | 0 | 0 | 0 | 0 | 0 | 0 | 0 | 0 | 0 | 0 | 0 | 0 | 0 | 0 | 0 | 0 | 0 | 0 | 0 | 0 | 0 | 0 | 0 | 0 | 0 | 0 | 0 | 0 | 0 | 0 | 0 | 0 | 0 | 0 | 0 | 0 | 0 | 0
5 | 0 |  |  |  |  | 0 | 0 | 0 | 0 | 0 | 0 | 0 | 0 | 0 | 0 | 0 | 0 | 0 | 0 | 0 | 0 | 0 | 0 | 0 | 0 | 0 | 0 | 0 | 0 | 0 | 0 | 0 | 0 | 0 | 0 | 0 | 0 | 0 | 0 | 0 | 0 | 0 | 0 | 0 | 0 | 0 | 0 | 0 | 0 | 0 | 0 | 0 | 0 | 0 | 0 | 0 | 0 | 0 | 0 | 0 | 0 | 0 | 0 | 0 | 0 | 0 | 0 | 0 | 0 | 0 | 0 | 0 | 0 | 0 | 0 | 0 | 0 | 0 | 0 | 0 | 0 | 0 | 0 | 0 | 0 | 0 | 0 | 0 | 0 | 0 | 0 | 0 | 0 | 0 | 0 | 0 | 0 | 0 | 0 | 0 | 0 | 0 | 0 | 0 | 0 | 0 | 0 | 0 | 0 | 0 | 0 | 0 | 0 | 0 | 0 | 0 | 0 | 0 | 0 | 0 | 0 | 0 | 0 | 0 | 0 | 0 | 0 | 0 | 0 | 0 | 0 | 0 | 0 | 0 | 0 | 0 | 0 | 0 | 0 | 0 | 0 | 0 | 0 | 0 | 0 | 0 | 0 | 0 | 0 | 0 | 0 | 0 | 0 | 0 | 0 | 0 | 0 | 0 | 0 | 0 | 0 | 0 | 0 | 0 | 0 | 0 | 0 | 0 | 0 | 0 | 0 | 0 | 0 | 0 | 0 | 0 | 0 | 0 | 0 | 0 | 0 | 0 | 0 | 0 | 0 | 0 | 0 | 0 | 0 | 0 | 0 | 0 | 0 | 0 | 0 | 0 | 0 | 0 | 0 | 0 | 0 | 0 | 0 | 0 | 0 | 0 | 0 | 0 | 0 | 0 | 0 | 0 | 0 | 0 | 0 | 0 | 0
6 | 0 | [5 empty] | 0 | 0 | 0 | 0 | 0 | 0 | 0 | 0 | 0 | 0 | 0 | 0 | 0 | 0 | 0 | 0 | 0 | 0 | 0 | 0 | 0 | 0 | 0 | 0 | 0 | 0 | 0 | 0 | 0 | 0 | 0 | 0 | 0 | 0 | 0 | 0 | 0 | 0 | 0 | 0 | 0 | 0 | 0 | 0 | 0 | 0 | 0 | 0 | 0 | 0 | 0 | 0 | 0 | 0 | 0 | 0 | 0 | 0 | 0 | 0 | 0 | 0 | 0 | 0 | 0 | 0 | 0 | 0 | 0 | 0 | 0 | 0 | 0 | 0 | 0 | 0 | 0 | 0 | 0 | 0 | 0 | 0 | 0 | 0 | 0 | 0 | 0 | 0 | 0 | 0 | 0 | 0 | 0 | 0 | 0 | 0 | 0 | 0 | 0 | 0 | 0 | 0 | 0 | 0 | 0 | 0 | 0 | 0 | 0 | 0 | 0 | 0 | 0 | 0 | 0 | 0 | 0 | 0 | 0 | 0 | 0 | 0 | 0 | 0 | 0 | 0 | 0 | 0 | 0 | 0 | 0 | 0 | 0 | 0 | 0 | 0 | 0 | 0 | 0 | 0 | 0 | 0 | 0 | 0 | 0 | 0 | 0 | 0 | 0 | 0 | 0 | 0 | 0 | 0 | 0 | 0 | 0 | 0 | 0 | 0 | 0 | 0 | 0 | 0 | 0 | 0 | 0 | 0 | 0 | 0 | 0 | 0 | 0 | 0 | 0 | 0 | 0 | 0 | 0 | 0 | 0 | 0 | 0 | 0 | 0 | 0 | 0 | 0 | 0 | 0 | 0 | 0 | 0 | 0 | 0 | 0 | 0 | 0 | 0 | 0 | 0 | 0 | 0 | 0 | 0 | 0 | 0 | 0 | 0 | 0 | 0
7 | #REF! | [6 empty] | #REF! | #REF! | #REF! | #REF! | #REF! | #REF! | #REF! | #REF! | #REF! | #REF! | #REF! | #REF! | #REF! | #REF! | #REF! | #REF! | #REF! | #REF! | #REF! | #REF! | #REF! | #REF! | #REF! | #REF! | #REF! | #REF! | #REF! | #REF! | #REF! | #REF! | #REF! | #REF! | #REF! | #REF! | #REF! | #REF! | #REF! | #REF! | #REF! | #REF! | #REF! | #REF! | #REF! | #REF! | #REF! | #REF! | #REF! | #REF! | #REF! | #REF! | #REF! | #REF! | #REF! | #REF! | #REF! | #REF! | #REF! | #REF! | #REF! | #REF! | #REF! | #REF! | #REF! | #REF! | #REF! | #REF! | #REF! | #REF! | #REF! | #REF! | #REF! | #REF! | #REF! | #REF! | #REF! | #REF! | #REF! | #REF! | #REF! | #REF! | #REF! | #REF! | #REF! | #REF! | #REF! | #REF! | #REF! | #REF! | #REF! | #REF! | #REF! | #REF! | #REF! | #REF! | #REF! | #REF! | #REF! | #REF! | #REF! | #REF! | #REF! | #REF! | #REF! | #REF! | #REF! | #REF! | #REF! | #REF! | #REF! | #REF! | #REF! | #REF! | #REF! | #REF! | #REF! | #REF! | #REF! | #REF! | #REF! | #REF! | #REF! | #REF! | #REF! | #REF! | #REF! | #REF! | #REF! | #REF! | #REF! | #REF! | #REF! | #REF! | #REF! | #REF! | #REF! | #REF! | #REF! | #REF! | #REF! | #REF! | #REF! | #REF! | #REF! | #REF! | #REF! | #REF! | #REF! | #REF! | #REF! | #REF! | #REF! | #REF! | #REF! | #REF! | #REF! | #REF! | #REF! | #REF! | #REF! | #REF! | #REF! | #REF! | #REF! | #REF! | #REF! | #REF! | #REF! | #REF! | #REF! | #REF! | #REF! | #REF! | #REF! | #REF! | #REF! | #REF! | #REF! | #REF! | #REF! | #REF! | #REF! | #REF! | #REF! | #REF! | #REF! | #REF! | #REF! | #REF! | #REF! | #REF! | #REF! | #REF! | #REF! | #REF! | #REF! | #REF! | #REF! | #REF! | #REF! | #REF! | #REF! | #REF! | #REF! | #REF! | #REF! | #REF! | #REF! | #REF! | #REF! | #REF!
8 | #REF! | [7 empty] | #REF! | #REF! | #REF! | #REF! | #REF! | #REF! | #REF! | #REF! | #REF! | #REF! | #REF! | #REF! | #REF! | #REF! | #REF! | #REF! | #REF! | #REF! | #REF! | #REF! | #REF! | #REF! | #REF! | #REF! | #REF! | #REF! | #REF! | #REF! | #REF! | #REF! | #REF! | #REF! | #REF! | #REF! | #REF! | #REF! | #REF! | #REF! | #REF! | #REF! | #REF! | #REF! | #REF! | #REF! | #REF! | #REF! | #REF! | #REF! | #REF! | #REF! | #REF! | #REF! | #REF! | #REF! | #REF! | #REF! | #REF! | #REF! | #REF! | #REF! | #REF! | #REF! | #REF! | #REF! | #REF! | #REF! | #REF! | #REF! | #REF! | #REF! | #REF! | #REF! | #REF! | #REF! | #REF! | #REF! | #REF! | #REF! | #REF! | #REF! | #REF! | #REF! | #REF! | #REF! | #REF! | #REF! | #REF! | #REF! | #REF! | #REF! | #REF! | #REF! | #REF! | #REF! | #REF! | #REF! | #REF! | #REF! | #REF! | #REF! | #REF! | #REF! | #REF! | #REF! | #REF! | #REF! | #REF! | #REF! | #REF! | #REF! | #REF! | #REF! | #REF! | #REF! | #REF! | #REF! | #REF! | #REF! | #REF! | #REF! | #REF! | #REF! | #REF! | #REF! | #REF! | #REF! | #REF! | #REF! | #REF! | #REF! | #REF! | #REF! | #REF! | #REF! | #REF! | #REF! | #REF! | #REF! | #REF! | #REF! | #REF! | #REF! | #REF! | #REF! | #REF! | #REF! | #REF! | #REF! | #REF! | #REF! | #REF! | #REF! | #REF! | #REF! | #REF! | #REF! | #REF! | #REF! | #REF! | #REF! | #REF! | #REF! | #REF! | #REF! | #REF! | #REF! | #REF! | #REF! | #REF! | #REF! | #REF! | #REF! | #REF! | #REF! | #REF! | #REF! | #REF! | #REF! | #REF! | #REF! | #REF! | #REF! | #REF! | #REF! | #REF! | #REF! | #REF! | #REF! | #REF! | #REF! | #REF! | #REF! | #REF! | #REF! | #REF! | #REF! | #REF! | #REF! | #REF! | #REF! | #REF! | #REF! | #REF! | #REF! | #REF! | #REF! | #REF! | #REF! | #REF!
9 | #REF! | [8 empty] | #REF! | #REF! | #REF! | #REF! | #REF! | #REF! | #REF! | #REF! | #REF! | #REF! | #REF! | #REF! | #REF! | #REF! | #REF! | #REF! | #REF! | #REF! | #REF! | #REF! | #REF! | #REF! | #REF! | #REF! | #REF! | #REF! | #REF! | #REF! | #REF! | #REF! | #REF! | #REF! | #REF! | #REF! | #REF! | #REF! | #REF! | #REF! | #REF! | #REF! | #REF! | #REF! | #REF! | #REF! | #REF! | #REF! | #REF! | #REF! | #REF! | #REF! | #REF! | #REF! | #REF! | #REF! | #REF! | #REF! | #REF! | #REF! | #REF! | #REF! | #REF! | #REF! | #REF! | #REF! | #REF! | #REF! | #REF! | #REF! | #REF! | #REF! | #REF! | #REF! | #REF! | #REF! | #REF! | #REF! | #REF! | #REF! | #REF! | #REF! | #REF! | #REF! | #REF! | #REF! | #REF! | #REF! | #REF! | #REF! | #REF! | #REF! | #REF! | #REF! | #REF! | #REF! | #REF! | #REF! | #REF! | #REF! | #REF! | #REF! | #REF! | #REF! | #REF! | #REF! | #REF! | #REF! | #REF! | #REF! | #REF! | #REF! | #REF! | #REF! | #REF! | #REF! | #REF! | #REF! | #REF! | #REF! | #REF! | #REF! | #REF! | #REF! | #REF! | #REF! | #REF! | #REF! | #REF! | #REF! | #REF! | #REF! | #REF! | #REF! | #REF! | #REF! | #REF! | #REF! | #REF! | #REF! | #REF! | #REF! | #REF! | #REF! | #REF! | #REF! | #REF! | #REF! | #REF! | #REF! | #REF! | #REF! | #REF! | #REF! | #REF! | #REF! | #REF! | #REF! | #REF! | #REF! | #REF! | #REF! | #REF! | #REF! | #REF! | #REF! | #REF! | #REF! | #REF! | #REF! | #REF! | #REF! | #REF! | #REF! | #REF! | #REF! | #REF! | #REF! | #REF! | #REF! | #REF! | #REF! | #REF! | #REF! | #REF! | #REF! | #REF! | #REF! | #REF! | #REF! | #REF! | #REF! | #REF! | #REF! | #REF! | #REF! | #REF! | #REF! | #REF! | #REF! | #REF! | #REF! | #REF! | #REF! | #REF! | #REF! | #REF! | #REF! | #REF! | #REF!
10 | #REF! | [9 empty] | #REF! | #REF! | #REF! | #REF! | #REF! | #REF! | #REF! | #REF! | #REF! | #REF! | #REF! | #REF! | #REF! | #REF! | #REF! | #REF! | #REF! | #REF! | #REF! | #REF! | #REF! | #REF! | #REF! | #REF! | #REF! | #REF! | #REF! | #REF! | #REF! | #REF! | #REF! | #REF! | #REF! | #REF! | #REF! | #REF! | #REF! | #REF! | #REF! | #REF! | #REF! | #REF! | #REF! | #REF! | #REF! | #REF! | #REF! | #REF! | #REF! | #REF! | #REF! | #REF! | #REF! | #REF! | #REF! | #REF! | #REF! | #REF! | #REF! | #REF! | #REF! | #REF! | #REF! | #REF! | #REF! | #REF! | #REF! | #REF! | #REF! | #REF! | #REF! | #REF! | #REF! | #REF! | #REF! | #REF! | #REF! | #REF! | #REF! | #REF! | #REF! | #REF! | #REF! | #REF! | #REF! | #REF! | #REF! | #REF! | #REF! | #REF! | #REF! | #REF! | #REF! | #REF! | #REF! | #REF! | #REF! | #REF! | #REF! | #REF! | #REF! | #REF! | #REF! | #REF! | #REF! | #REF! | #REF! | #REF! | #REF! | #REF! | #REF! | #REF! | #REF! | #REF! | #REF! | #REF! | #REF! | #REF! | #REF! | #REF! | #REF! | #REF! | #REF! | #REF! | #REF! | #REF! | #REF! | #REF! | #REF! | #REF! | #REF! | #REF! | #REF! | #REF! | #REF! | #REF! | #REF! | #REF! | #REF! | #REF! | #REF! | #REF! | #REF! | #REF! | #REF! | #REF! | #REF! | #REF! | #REF! | #REF! | #REF! | #REF! | #REF! | #REF! | #REF! | #REF! | #REF! | #REF! | #REF! | #REF! | #REF! | #REF! | #REF! | #REF! | #REF! | #REF! | #REF! | #REF! | #REF! | #REF! | #REF! | #REF! | #REF! | #REF! | #REF! | #REF! | #REF! | #REF! | #REF! | #REF! | #REF! | #REF! | #REF! | #REF! | #REF! | #REF! | #REF! | #REF! | #REF! | #REF! | #REF! | #REF! | #REF! | #REF! | #REF! | #REF! | #REF! | #REF! | #REF! | #REF! | #REF! | #REF! | #REF! | #REF! | #REF! | #REF! | #REF!
11 | #REF! | [10 empty] | #REF! | #REF! | #REF! | #REF! | #REF! | #REF! | #REF! | #REF! | #REF! | #REF! | #REF! | #REF! | #REF! | #REF! | #REF! | #REF! | #REF! | #REF! | #REF! | #REF! | #REF! | #REF! | #REF! | #REF! | #REF! | #REF! | #REF! | #REF! | #REF! | #REF! | #REF! | #REF! | #REF! | #REF! | #REF! | #REF! | #REF! | #REF! | #REF! | #REF! | #REF! | #REF! | #REF! | #REF! | #REF! | #REF! | #REF! | #REF! | #REF! | #REF! | #REF! | #REF! | #REF! | #REF! | #REF! | #REF! | #REF! | #REF! | #REF! | #REF! | #REF! | #REF! | #REF! | #REF! | #REF! | #REF! | #REF! | #REF! | #REF! | #REF! | #REF! | #REF! | #REF! | #REF! | #REF! | #REF! | #REF! | #REF! | #REF! | #REF! | #REF! | #REF! | #REF! | #REF! | #REF! | #REF! | #REF! | #REF! | #REF! | #REF! | #REF! | #REF! | #REF! | #REF! | #REF! | #REF! | #REF! | #REF! | #REF! | #REF! | #REF! | #REF! | #REF! | #REF! | #REF! | #REF! | #REF! | #REF! | #REF! | #REF! | #REF! | #REF! | #REF! | #REF! | #REF! | #REF! | #REF! | #REF! | #REF! | #REF! | #REF! | #REF! | #REF! | #REF! | #REF! | #REF! | #REF! | #REF! | #REF! | #REF! | #REF! | #REF! | #REF! | #REF! | #REF! | #REF! | #REF! | #REF! | #REF! | #REF! | #REF! | #REF! | #REF! | #REF! | #REF! | #REF! | #REF! | #REF! | #REF! | #REF! | #REF! | #REF! | #REF! | #REF! | #REF! | #REF! | #REF! | #REF! | #REF! | #REF! | #REF! | #REF! | #REF! | #REF! | #REF! | #REF! | #REF! | #REF! | #REF! | #REF! | #REF! | #REF! | #REF! | #REF! | #REF! | #REF! | #REF! | #REF! | #REF! | #REF! | #REF! | #REF! | #REF! | #REF! | #REF! | #REF! | #REF! | #REF! | #REF! | #REF! | #REF! | #REF! | #REF! | #REF! | #REF! | #REF! | #REF! | #REF! | #REF! | #REF! | #REF! | #REF! | #REF! | #REF! | #REF! | #REF!
12 | #REF! | [11 empty] | #REF! | #REF! | #REF! | #REF! | #REF! | #REF! | #REF! | #REF! | #REF! | #REF! | #REF! | #REF! | #REF! | #REF! | #REF! | #REF! | #REF! | #REF! | #REF! | #REF! | #REF! | #REF! | #REF! | #REF! | #REF! | #REF! | #REF! | #REF! | #REF! | #REF! | #REF! | #REF! | #REF! | #REF! | #REF! | #REF! | #REF! | #REF! | #REF! | #REF! | #REF! | #REF! | #REF! | #REF! | #REF! | #REF! | #REF! | #REF! | #REF! | #REF! | #REF! | #REF! | #REF! | #REF! | #REF! | #REF! | #REF! | #REF! | #REF! | #REF! | #REF! | #REF! | #REF! | #REF! | #REF! | #REF! | #REF! | #REF! | #REF! | #REF! | #REF! | #REF! | #REF! | #REF! | #REF! | #REF! | #REF! | #REF! | #REF! | #REF! | #REF! | #REF! | #REF! | #REF! | #REF! | #REF! | #REF! | #REF! | #REF! | #REF! | #REF! | #REF! | #REF! | #REF! | #REF! | #REF! | #REF! | #REF! | #REF! | #REF! | #REF! | #REF! | #REF! | #REF! | #REF! | #REF! | #REF! | #REF! | #REF! | #REF! | #REF! | #REF! | #REF! | #REF! | #REF! | #REF! | #REF! | #REF! | #REF! | #REF! | #REF! | #REF! | #REF! | #REF! | #REF! | #REF! | #REF! | #REF! | #REF! | #REF! | #REF! | #REF! | #REF! | #REF! | #REF! | #REF! | #REF! | #REF! | #REF! | #REF! | #REF! | #REF! | #REF! | #REF! | #REF! | #REF! | #REF! | #REF! | #REF! | #REF! | #REF! | #REF! | #REF! | #REF! | #REF! | #REF! | #REF! | #REF! | #REF! | #REF! | #REF! | #REF! | #REF! | #REF! | #REF! | #REF! | #REF! | #REF! | #REF! | #REF! | #REF! | #REF! | #REF! | #REF! | #REF! | #REF! | #REF! | #REF! | #REF! | #REF! | #REF! | #REF! | #REF! | #REF! | #REF! | #REF! | #REF! | #REF! | #REF! | #REF! | #REF! | #REF! | #REF! | #REF! | #REF! | #REF! | #REF! | #REF! | #REF! | #REF! | #REF! | #REF! | #REF! | #REF! | #REF!
13 | #REF! | [12 empty] | #REF! | #REF! | #REF! | #REF! | #REF! | #REF! | #REF! | #REF! | #REF! | #REF! | #REF! | #REF! | #REF! | #REF! | #REF! | #REF! | #REF! | #REF! | #REF! | #REF! | #REF! | #REF! | #REF! | #REF! | #REF! | #REF! | #REF! | #REF! | #REF! | #REF! | #REF! | #REF! | #REF! | #REF! | #REF! | #REF! | #REF! | #REF! | #REF! | #REF! | #REF! | #REF! | #REF! | #REF! | #REF! | #REF! | #REF! | #REF! | #REF! | #REF! | #REF! | #REF! | #REF! | #REF! | #REF! | #REF! | #REF! | #REF! | #REF! | #REF! | #REF! | #REF! | #REF! | #REF! | #REF! | #REF! | #REF! | #REF! | #REF! | #REF! | #REF! | #REF! | #REF! | #REF! | #REF! | #REF! | #REF! | #REF! | #REF! | #REF! | #REF! | #REF! | #REF! | #REF! | #REF! | #REF! | #REF! | #REF! | #REF! | #REF! | #REF! | #REF! | #REF! | #REF! | #REF! | #REF! | #REF! | #REF! | #REF! | #REF! | #REF! | #REF! | #REF! | #REF! | #REF! | #REF! | #REF! | #REF! | #REF! | #REF! | #REF! | #REF! | #REF! | #REF! | #REF! | #REF! | #REF! | #REF! | #REF! | #REF! | #REF! | #REF! | #REF! | #REF! | #REF! | #REF! | #REF! | #REF! | #REF! | #REF! | #REF! | #REF! | #REF! | #REF! | #REF! | #REF! | #REF! | #REF! | #REF! | #REF! | #REF! | #REF! | #REF! | #REF! | #REF! | #REF! | #REF! | #REF! | #REF! | #REF! | #REF! | #REF! | #REF! | #REF! | #REF! | #REF! | #REF! | #REF! | #REF! | #REF! | #REF! | #REF! | #REF! | #REF! | #REF! | #REF! | #REF! | #REF! | #REF! | #REF! | #REF! | #REF! | #REF! | #REF! | #REF! | #REF! | #REF! | #REF! | #REF! | #REF! | #REF! | #REF! | #REF! | #REF! | #REF! | #REF! | #REF! | #REF! | #REF! | #REF! | #REF! | #REF! | #REF! | #REF! | #REF! | #REF! | #REF! | #REF! | #REF! | #REF! | #REF! | #REF! | #REF! | #REF!
14 | #REF! | [13 empty] | #REF! | #REF! | #REF! | #REF! | #REF! | #REF! | #REF! | #REF! | #REF! | #REF! | #REF! | #REF! | #REF! | #REF! | #REF! | #REF! | #REF! | #REF! | #REF! | #REF! | #REF! | #REF! | #REF! | #REF! | #REF! | #REF! | #REF! | #REF! | #REF! | #REF! | #REF! | #REF! | #REF! | #REF! | #REF! | #REF! | #REF! | #REF! | #REF! | #REF! | #REF! | #REF! | #REF! | #REF! | #REF! | #REF! | #REF! | #REF! | #REF! | #REF! | #REF! | #REF! | #REF! | #REF! | #REF! | #REF! | #REF! | #REF! | #REF! | #REF! | #REF! | #REF! | #REF! | #REF! | #REF! | #REF! | #REF! | #REF! | #REF! | #REF! | #REF! | #REF! | #REF! | #REF! | #REF! | #REF! | #REF! | #REF! | #REF! | #REF! | #REF! | #REF! | #REF! | #REF! | #REF! | #REF! | #REF! | #REF! | #REF! | #REF! | #REF! | #REF! | #REF! | #REF! | #REF! | #REF! | #REF! | #REF! | #REF! | #REF! | #REF! | #REF! | #REF! | #REF! | #REF! | #REF! | #REF! | #REF! | #REF! | #REF! | #REF! | #REF! | #REF! | #REF! | #REF! | #REF! | #REF! | #REF! | #REF! | #REF! | #REF! | #REF! | #REF! | #REF! | #REF! | #REF! | #REF! | #REF! | #REF! | #REF! | #REF! | #REF! | #REF! | #REF! | #REF! | #REF! | #REF! | #REF! | #REF! | #REF! | #REF! | #REF! | #REF! | #REF! | #REF! | #REF! | #REF! | #REF! | #REF! | #REF! | #REF! | #REF! | #REF! | #REF! | #REF! | #REF! | #REF! | #REF! | #REF! | #REF! | #REF! | #REF! | #REF! | #REF! | #REF! | #REF! | #REF! | #REF! | #REF! | #REF! | #REF! | #REF! | #REF! | #REF! | #REF! | #REF! | #REF! | #REF! | #REF! | #REF! | #REF! | #REF! | #REF! | #REF! | #REF! | #REF! | #REF! | #REF! | #REF! | #REF! | #REF! | #REF! | #REF! | #REF! | #REF! | #REF! | #REF! | #REF! | #REF! | #REF! | #REF! | #REF! | #REF!
15 | #REF! | [14 empty] | #REF! | #REF! | #REF! | #REF! | #REF! | #REF! | #REF! | #REF! | #REF! | #REF! | #REF! | #REF! | #REF! | #REF! | #REF! | #REF! | #REF! | #REF! | #REF! | #REF! | #REF! | #REF! | #REF! | #REF! | #REF! | #REF! | #REF! | #REF! | #REF! | #REF! | #REF! | #REF! | #REF! | #REF! | #REF! | #REF! | #REF! | #REF! | #REF! | #REF! | #REF! | #REF! | #REF! | #REF! | #REF! | #REF! | #REF! | #REF! | #REF! | #REF! | #REF! | #REF! | #REF! | #REF! | #REF! | #REF! | #REF! | #REF! | #REF! | #REF! | #REF! | #REF! | #REF! | #REF! | #REF! | #REF! | #REF! | #REF! | #REF! | #REF! | #REF! | #REF! | #REF! | #REF! | #REF! | #REF! | #REF! | #REF! | #REF! | #REF! | #REF! | #REF! | #REF! | #REF! | #REF! | #REF! | #REF! | #REF! | #REF! | #REF! | #REF! | #REF! | #REF! | #REF! | #REF! | #REF! | #REF! | #REF! | #REF! | #REF! | #REF! | #REF! | #REF! | #REF! | #REF! | #REF! | #REF! | #REF! | #REF! | #REF! | #REF! | #REF! | #REF! | #REF! | #REF! | #REF! | #REF! | #REF! | #REF! | #REF! | #REF! | #REF! | #REF! | #REF! | #REF! | #REF! | #REF! | #REF! | #REF! | #REF! | #REF! | #REF! | #REF! | #REF! | #REF! | #REF! | #REF! | #REF! | #REF! | #REF! | #REF! | #REF! | #REF! | #REF! | #REF! | #REF! | #REF! | #REF! | #REF! | #REF! | #REF! | #REF! | #REF! | #REF! | #REF! | #REF! | #REF! | #REF! | #REF! | #REF! | #REF! | #REF! | #REF! | #REF! | #REF! | #REF! | #REF! | #REF! | #REF! | #REF! | #REF! | #REF! | #REF! | #REF! | #REF! | #REF! | #REF! | #REF! | #REF! | #REF! | #REF! | #REF! | #REF! | #REF! | #REF! | #REF! | #REF! | #REF! | #REF! | #REF! | #REF! | #REF! | #REF! | #REF! | #REF! | #REF! | #REF! | #REF! | #REF! | #REF! | #REF! | #REF!
16 | #REF! | [15 empty] | #REF! | #REF! | #REF! | #REF! | #REF! | #REF! | #REF! | #REF! | #REF! | #REF! | #REF! | #REF! | #REF! | #REF! | #REF! | #REF! | #REF! | #REF! | #REF! | #REF! | #REF! | #REF! | #REF! | #REF! | #REF! | #REF! | #REF! | #REF! | #REF! | #REF! | #REF! | #REF! | #REF! | #REF! | #REF! | #REF! | #REF! | #REF! | #REF! | #REF! | #REF! | #REF! | #REF! | #REF! | #REF! | #REF! | #REF! | #REF! | #REF! | #REF! | #REF! | #REF! | #REF! | #REF! | #REF! | #REF! | #REF! | #REF! | #REF! | #REF! | #REF! | #REF! | #REF! | #REF! | #REF! | #REF! | #REF! | #REF! | #REF! | #REF! | #REF! | #REF! | #REF! | #REF! | #REF! | #REF! | #REF! | #REF! | #REF! | #REF! | #REF! | #REF! | #REF! | #REF! | #REF! | #REF! | #REF! | #REF! | #REF! | #REF! | #REF! | #REF! | #REF! | #REF! | #REF! | #REF! | #REF! | #REF! | #REF! | #REF! | #REF! | #REF! | #REF! | #REF! | #REF! | #REF! | #REF! | #REF! | #REF! | #REF! | #REF! | #REF! | #REF! | #REF! | #REF! | #REF! | #REF! | #REF! | #REF! | #REF! | #REF! | #REF! | #REF! | #REF! | #REF! | #REF! | #REF! | #REF! | #REF! | #REF! | #REF! | #REF! | #REF! | #REF! | #REF! | #REF! | #REF! | #REF! | #REF! | #REF! | #REF! | #REF! | #REF! | #REF! | #REF! | #REF! | #REF! | #REF! | #REF! | #REF! | #REF! | #REF! | #REF! | #REF! | #REF! | #REF! | #REF! | #REF! | #REF! | #REF! | #REF! | #REF! | #REF! | #REF! | #REF! | #REF! | #REF! | #REF! | #REF! | #REF! | #REF! | #REF! | #REF! | #REF! | #REF! | #REF! | #REF! | #REF! | #REF! | #REF! | #REF! | #REF! | #REF! | #REF! | #REF! | #REF! | #REF! | #REF! | #REF! | #REF! | #REF! | #REF! | #REF! | #REF! | #REF! | #REF! | #REF! | #REF! | #REF! | #REF! | #REF!
17 | #REF! | [16 empty] | #REF! | #REF! | #REF! | #REF! | #REF! | #REF! | #REF! | #REF! | #REF! | #REF! | #REF! | #REF! | #REF! | #REF! | #REF! | #REF! | #REF! | #REF! | #REF! | #REF! | #REF! | #REF! | #REF! | #REF! | #REF! | #REF! | #REF! | #REF! | #REF! | #REF! | #REF! | #REF! | #REF! | #REF! | #REF! | #REF! | #REF! | #REF! | #REF! | #REF! | #REF! | #REF! | #REF! | #REF! | #REF! | #REF! | #REF! | #REF! | #REF! | #REF! | #REF! | #REF! | #REF! | #REF! | #REF! | #REF! | #REF! | #REF! | #REF! | #REF! | #REF! | #REF! | #REF! | #REF! | #REF! | #REF! | #REF! | #REF! | #REF! | #REF! | #REF! | #REF! | #REF! | #REF! | #REF! | #REF! | #REF! | #REF! | #REF! | #REF! | #REF! | #REF! | #REF! | #REF! | #REF! | #REF! | #REF! | #REF! | #REF! | #REF! | #REF! | #REF! | #REF! | #REF! | #REF! | #REF! | #REF! | #REF! | #REF! | #REF! | #REF! | #REF! | #REF! | #REF! | #REF! | #REF! | #REF! | #REF! | #REF! | #REF! | #REF! | #REF! | #REF! | #REF! | #REF! | #REF! | #REF! | #REF! | #REF! | #REF! | #REF! | #REF! | #REF! | #REF! | #REF! | #REF! | #REF! | #REF! | #REF! | #REF! | #REF! | #REF! | #REF! | #REF! | #REF! | #REF! | #REF! | #REF! | #REF! | #REF! | #REF! | #REF! | #REF! | #REF! | #REF! | #REF! | #REF! | #REF! | #REF! | #REF! | #REF! | #REF! | #REF! | #REF! | #REF! | #REF! | #REF! | #REF! | #REF! | #REF! | #REF! | #REF! | #REF! | #REF! | #REF! | #REF! | #REF! | #REF! | #REF! | #REF! | #REF! | #REF! | #REF! | #REF! | #REF! | #REF! | #REF! | #REF! | #REF! | #REF! | #REF! | #REF! | #REF! | #REF! | #REF! | #REF! | #REF! | #REF! | #REF! | #REF! | #REF! | #REF! | #REF! | #REF! | #REF! | #REF! | #REF! | #REF! | #REF! | #REF!
18 | #REF! | [17 empty] | #REF! | #REF! | #REF! | #REF! | #REF! | #REF! | #REF! | #REF! | #REF! | #REF! | #REF! | #REF! | #REF! | #REF! | #REF! | #REF! | #REF! | #REF! | #REF! | #REF! | #REF! | #REF! | #REF! | #REF! | #REF! | #REF! | #REF! | #REF! | #REF! | #REF! | #REF! | #REF! | #REF! | #REF! | #REF! | #REF! | #REF! | #REF! | #REF! | #REF! | #REF! | #REF! | #REF! | #REF! | #REF! | #REF! | #REF! | #REF! | #REF! | #REF! | #REF! | #REF! | #REF! | #REF! | #REF! | #REF! | #REF! | #REF! | #REF! | #REF! | #REF! | #REF! | #REF! | #REF! | #REF! | #REF! | #REF! | #REF! | #REF! | #REF! | #REF! | #REF! | #REF! | #REF! | #REF! | #REF! | #REF! | #REF! | #REF! | #REF! | #REF! | #REF! | #REF! | #REF! | #REF! | #REF! | #REF! | #REF! | #REF! | #REF! | #REF! | #REF! | #REF! | #REF! | #REF! | #REF! | #REF! | #REF! | #REF! | #REF! | #REF! | #REF! | #REF! | #REF! | #REF! | #REF! | #REF! | #REF! | #REF! | #REF! | #REF! | #REF! | #REF! | #REF! | #REF! | #REF! | #REF! | #REF! | #REF! | #REF! | #REF! | #REF! | #REF! | #REF! | #REF! | #REF! | #REF! | #REF! | #REF! | #REF! | #REF! | #REF! | #REF! | #REF! | #REF! | #REF! | #REF! | #REF! | #REF! | #REF! | #REF! | #REF! | #REF! | #REF! | #REF! | #REF! | #REF! | #REF! | #REF! | #REF! | #REF! | #REF! | #REF! | #REF! | #REF! | #REF! | #REF! | #REF! | #REF! | #REF! | #REF! | #REF! | #REF! | #REF! | #REF! | #REF! | #REF! | #REF! | #REF! | #REF! | #REF! | #REF! | #REF! | #REF! | #REF! | #REF! | #REF! | #REF! | #REF! | #REF! | #REF! | #REF! | #REF! | #REF! | #REF! | #REF! | #REF! | #REF! | #REF! | #REF! | #REF! | #REF! | #REF! | #REF! | #REF! | #REF! | #REF! | #REF! | #REF!
19 | #REF! | [18 empty] | #REF! | #REF! | #REF! | #REF! | #REF! | #REF! | #REF! | #REF! | #REF! | #REF! | #REF! | #REF! | #REF! | #REF! | #REF! | #REF! | #REF! | #REF! | #REF! | #REF! | #REF! | #REF! | #REF! | #REF! | #REF! | #REF! | #REF! | #REF! | #REF! | #REF! | #REF! | #REF! | #REF! | #REF! | #REF! | #REF! | #REF! | #REF! | #REF! | #REF! | #REF! | #REF! | #REF! | #REF! | #REF! | #REF! | #REF! | #REF! | #REF! | #REF! | #REF! | #REF! | #REF! | #REF! | #REF! | #REF! | #REF! | #REF! | #REF! | #REF! | #REF! | #REF! | #REF! | #REF! | #REF! | #REF! | #REF! | #REF! | #REF! | #REF! | #REF! | #REF! | #REF! | #REF! | #REF! | #REF! | #REF! | #REF! | #REF! | #REF! | #REF! | #REF! | #REF! | #REF! | #REF! | #REF! | #REF! | #REF! | #REF! | #REF! | #REF! | #REF! | #REF! | #REF! | #REF! | #REF! | #REF! | #REF! | #REF! | #REF! | #REF! | #REF! | #REF! | #REF! | #REF! | #REF! | #REF! | #REF! | #REF! | #REF! | #REF! | #REF! | #REF! | #REF! | #REF! | #REF! | #REF! | #REF! | #REF! | #REF! | #REF! | #REF! | #REF! | #REF! | #REF! | #REF! | #REF! | #REF! | #REF! | #REF! | #REF! | #REF! | #REF! | #REF! | #REF! | #REF! | #REF! | #REF! | #REF! | #REF! | #REF! | #REF! | #REF! | #REF! | #REF! | #REF! | #REF! | #REF! | #REF! | #REF! | #REF! | #REF! | #REF! | #REF! | #REF! | #REF! | #REF! | #REF! | #REF! | #REF! | #REF! | #REF! | #REF! | #REF! | #REF! | #REF! | #REF! | #REF! | #REF! | #REF! | #REF! | #REF! | #REF! | #REF! | #REF! | #REF! | #REF! | #REF! | #REF! | #REF! | #REF! | #REF! | #REF! | #REF! | #REF! | #REF! | #REF! | #REF! | #REF! | #REF! | #REF! | #REF! | #REF! | #REF! | #REF! | #REF! | #REF! | #REF!
20 | #REF! | [19 empty] | #REF! | #REF! | #REF! | #REF! | #REF! | #REF! | #REF! | #REF! | #REF! | #REF! | #REF! | #REF! | #REF! | #REF! | #REF! | #REF! | #REF! | #REF! | #REF! | #REF! | #REF! | #REF! | #REF! | #REF! | #REF! | #REF! | #REF! | #REF! | #REF! | #REF! | #REF! | #REF! | #REF! | #REF! | #REF! | #REF! | #REF! | #REF! | #REF! | #REF! | #REF! | #REF! | #REF! | #REF! | #REF! | #REF! | #REF! | #REF! | #REF! | #REF! | #REF! | #REF! | #REF! | #REF! | #REF! | #REF! | #REF! | #REF! | #REF! | #REF! | #REF! | #REF! | #REF! | #REF! | #REF! | #REF! | #REF! | #REF! | #REF! | #REF! | #REF! | #REF! | #REF! | #REF! | #REF! | #REF! | #REF! | #REF! | #REF! | #REF! | #REF! | #REF! | #REF! | #REF! | #REF! | #REF! | #REF! | #REF! | #REF! | #REF! | #REF! | #REF! | #REF! | #REF! | #REF! | #REF! | #REF! | #REF! | #REF! | #REF! | #REF! | #REF! | #REF! | #REF! | #REF! | #REF! | #REF! | #REF! | #REF! | #REF! | #REF! | #REF! | #REF! | #REF! | #REF! | #REF! | #REF! | #REF! | #REF! | #REF! | #REF! | #REF! | #REF! | #REF! | #REF! | #REF! | #REF! | #REF! | #REF! | #REF! | #REF! | #REF! | #REF! | #REF! | #REF! | #REF! | #REF! | #REF! | #REF! | #REF! | #REF! | #REF! | #REF! | #REF! | #REF! | #REF! | #REF! | #REF! | #REF! | #REF! | #REF! | #REF! | #REF! | #REF! | #REF! | #REF! | #REF! | #REF! | #REF! | #REF! | #REF! | #REF! | #REF! | #REF! | #REF! | #REF! | #REF! | #REF! | #REF! | #REF! | #REF! | #REF! | #REF! | #REF! | #REF! | #REF! | #REF! | #REF! | #REF! | #REF! | #REF! | #REF! | #REF! | #REF! | #REF! | #REF! | #REF! | #REF! | #REF! | #REF! | #REF! | #REF! | #REF! | #REF! | #REF! | #REF! | #REF!
21 | #REF! | [20 empty] | #REF! | #REF! | #REF! | #REF! | #REF! | #REF! | #REF! | #REF! | #REF! | #REF! | #REF! | #REF! | #REF! | #REF! | #REF! | #REF! | #REF! | #REF! | #REF! | #REF! | #REF! | #REF! | #REF! | #REF! | #REF! | #REF! | #REF! | #REF! | #REF! | #REF! | #REF! | #REF! | #REF! | #REF! | #REF! | #REF! | #REF! | #REF! | #REF! | #REF! | #REF! | #REF! | #REF! | #REF! | #REF! | #REF! | #REF! | #REF! | #REF! | #REF! | #REF! | #REF! | #REF! | #REF! | #REF! | #REF! | #REF! | #REF! | #REF! | #REF! | #REF! | #REF! | #REF! | #REF! | #REF! | #REF! | #REF! | #REF! | #REF! | #REF! | #REF! | #REF! | #REF! | #REF! | #REF! | #REF! | #REF! | #REF! | #REF! | #REF! | #REF! | #REF! | #REF! | #REF! | #REF! | #REF! | #REF! | #REF! | #REF! | #REF! | #REF! | #REF! | #REF! | #REF! | #REF! | #REF! | #REF! | #REF! | #REF! | #REF! | #REF! | #REF! | #REF! | #REF! | #REF! | #REF! | #REF! | #REF! | #REF! | #REF! | #REF! | #REF! | #REF! | #REF! | #REF! | #REF! | #REF! | #REF! | #REF! | #REF! | #REF! | #REF! | #REF! | #REF! | #REF! | #REF! | #REF! | #REF! | #REF! | #REF! | #REF! | #REF! | #REF! | #REF! | #REF! | #REF! | #REF! | #REF! | #REF! | #REF! | #REF! | #REF! | #REF! | #REF! | #REF! | #REF! | #REF! | #REF! | #REF! | #REF! | #REF! | #REF! | #REF! | #REF! | #REF! | #REF! | #REF! | #REF! | #REF! | #REF! | #REF! | #REF! | #REF! | #REF! | #REF! | #REF! | #REF! | #REF! | #REF! | #REF! | #REF! | #REF! | #REF! | #REF! | #REF! | #REF! | #REF! | #REF! | #REF! | #REF! | #REF! | #REF! | #REF! | #REF! | #REF! | #REF! | #REF! | #REF! | #REF! | #REF! | #REF! | #REF! | #REF! | #REF! | #REF! | #REF!
22 | #REF! | [21 empty] | #REF! | #REF! | #REF! | #REF! | #REF! | #REF! | #REF! | #REF! | #REF! | #REF! | #REF! | #REF! | #REF! | #REF! | #REF! | #REF! | #REF! | #REF! | #REF! | #REF! | #REF! | #REF! | #REF! | #REF! | #REF! | #REF! | #REF! | #REF! | #REF! | #REF! | #REF! | #REF! | #REF! | #REF! | #REF! | #REF! | #REF! | #REF! | #REF! | #REF! | #REF! | #REF! | #REF! | #REF! | #REF! | #REF! | #REF! | #REF! | #REF! | #REF! | #REF! | #REF! | #REF! | #REF! | #REF! | #REF! | #REF! | #REF! | #REF! | #REF! | #REF! | #REF! | #REF! | #REF! | #REF! | #REF! | #REF! | #REF! | #REF! | #REF! | #REF! | #REF! | #REF! | #REF! | #REF! | #REF! | #REF! | #REF! | #REF! | #REF! | #REF! | #REF! | #REF! | #REF! | #REF! | #REF! | #REF! | #REF! | #REF! | #REF! | #REF! | #REF! | #REF! | #REF! | #REF! | #REF! | #REF! | #REF! | #REF! | #REF! | #REF! | #REF! | #REF! | #REF! | #REF! | #REF! | #REF! | #REF! | #REF! | #REF! | #REF! | #REF! | #REF! | #REF! | #REF! | #REF! | #REF! | #REF! | #REF! | #REF! | #REF! | #REF! | #REF! | #REF! | #REF! | #REF! | #REF! | #REF! | #REF! | #REF! | #REF! | #REF! | #REF! | #REF! | #REF! | #REF! | #REF! | #REF! | #REF! | #REF! | #REF! | #REF! | #REF! | #REF! | #REF! | #REF! | #REF! | #REF! | #REF! | #REF! | #REF! | #REF! | #REF! | #REF! | #REF! | #REF! | #REF! | #REF! | #REF! | #REF! | #REF! | #REF! | #REF! | #REF! | #REF! | #REF! | #REF! | #REF! | #REF! | #REF! | #REF! | #REF! | #REF! | #REF! | #REF! | #REF! | #REF! | #REF! | #REF! | #REF! | #REF! | #REF! | #REF! | #REF! | #REF! | #REF! | #REF! | #REF! | #REF! | #REF! | #REF! | #REF! | #REF! | #REF! | #REF!
23 | #REF! | [22 empty] | #REF! | #REF! | #REF! | #REF! | #REF! | #REF! | #REF! | #REF! | #REF! | #REF! | #REF! | #REF! | #REF! | #REF! | #REF! | #REF! | #REF! | #REF! | #REF! | #REF! | #REF! | #REF! | #REF! | #REF! | #REF! | #REF! | #REF! | #REF! | #REF! | #REF! | #REF! | #REF! | #REF! | #REF! | #REF! | #REF! | #REF! | #REF! | #REF! | #REF! | #REF! | #REF! | #REF! | #REF! | #REF! | #REF! | #REF! | #REF! | #REF! | #REF! | #REF! | #REF! | #REF! | #REF! | #REF! | #REF! | #REF! | #REF! | #REF! | #REF! | #REF! | #REF! | #REF! | #REF! | #REF! | #REF! | #REF! | #REF! | #REF! | #REF! | #REF! | #REF! | #REF! | #REF! | #REF! | #REF! | #REF! | #REF! | #REF! | #REF! | #REF! | #REF! | #REF! | #REF! | #REF! | #REF! | #REF! | #REF! | #REF! | #REF! | #REF! | #REF! | #REF! | #REF! | #REF! | #REF! | #REF! | #REF! | #REF! | #REF! | #REF! | #REF! | #REF! | #REF! | #REF! | #REF! | #REF! | #REF! | #REF! | #REF! | #REF! | #REF! | #REF! | #REF! | #REF! | #REF! | #REF! | #REF! | #REF! | #REF! | #REF! | #REF! | #REF! | #REF! | #REF! | #REF! | #REF! | #REF! | #REF! | #REF! | #REF! | #REF! | #REF! | #REF! | #REF! | #REF! | #REF! | #REF! | #REF! | #REF! | #REF! | #REF! | #REF! | #REF! | #REF! | #REF! | #REF! | #REF! | #REF! | #REF! | #REF! | #REF! | #REF! | #REF! | #REF! | #REF! | #REF! | #REF! | #REF! | #REF! | #REF! | #REF! | #REF! | #REF! | #REF! | #REF! | #REF! | #REF! | #REF! | #REF! | #REF! | #REF! | #REF! | #REF! | #REF! | #REF! | #REF! | #REF! | #REF! | #REF! | #REF! | #REF! | #REF! | #REF! | #REF! | #REF! | #REF! | #REF! | #REF! | #REF! | #REF! | #REF! | #REF! | #REF!
24 | #REF! | [23 empty] | #REF! | #REF! | #REF! | #REF! | #REF! | #REF! | #REF! | #REF! | #REF! | #REF! | #REF! | #REF! | #REF! | #REF! | #REF! | #REF! | #REF! | #REF! | #REF! | #REF! | #REF! | #REF! | #REF! | #REF! | #REF! | #REF! | #REF! | #REF! | #REF! | #REF! | #REF! | #REF! | #REF! | #REF! | #REF! | #REF! | #REF! | #REF! | #REF! | #REF! | #REF! | #REF! | #REF! | #REF! | #REF! | #REF! | #REF! | #REF! | #REF! | #REF! | #REF! | #REF! | #REF! | #REF! | #REF! | #REF! | #REF! | #REF! | #REF! | #REF! | #REF! | #REF! | #REF! | #REF! | #REF! | #REF! | #REF! | #REF! | #REF! | #REF! | #REF! | #REF! | #REF! | #REF! | #REF! | #REF! | #REF! | #REF! | #REF! | #REF! | #REF! | #REF! | #REF! | #REF! | #REF! | #REF! | #REF! | #REF! | #REF! | #REF! | #REF! | #REF! | #REF! | #REF! | #REF! | #REF! | #REF! | #REF! | #REF! | #REF! | #REF! | #REF! | #REF! | #REF! | #REF! | #REF! | #REF! | #REF! | #REF! | #REF! | #REF! | #REF! | #REF! | #REF! | #REF! | #REF! | #REF! | #REF! | #REF! | #REF! | #REF! | #REF! | #REF! | #REF! | #REF! | #REF! | #REF! | #REF! | #REF! | #REF! | #REF! | #REF! | #REF! | #REF! | #REF! | #REF! | #REF! | #REF! | #REF! | #REF! | #REF! | #REF! | #REF! | #REF! | #REF! | #REF! | #REF! | #REF! | #REF! | #REF! | #REF! | #REF! | #REF! | #REF! | #REF! | #REF! | #REF! | #REF! | #REF! | #REF! | #REF! | #REF! | #REF! | #REF! | #REF! | #REF! | #REF! | #REF! | #REF! | #REF! | #REF! | #REF! | #REF! | #REF! | #REF! | #REF! | #REF! | #REF! | #REF! | #REF! | #REF! | #REF! | #REF! | #REF! | #REF! | #REF! | #REF! | #REF! | #REF! | #REF! | #REF! | #REF! | #REF!
25 | #REF! | [24 empty] | #REF! | #REF! | #REF! | #REF! | #REF! | #REF! | #REF! | #REF! | #REF! | #REF! | #REF! | #REF! | #REF! | #REF! | #REF! | #REF! | #REF! | #REF! | #REF! | #REF! | #REF! | #REF! | #REF! | #REF! | #REF! | #REF! | #REF! | #REF! | #REF! | #REF! | #REF! | #REF! | #REF! | #REF! | #REF! | #REF! | #REF! | #REF! | #REF! | #REF! | #REF! | #REF! | #REF! | #REF! | #REF! | #REF! | #REF! | #REF! | #REF! | #REF! | #REF! | #REF! | #REF! | #REF! | #REF! | #REF! | #REF! | #REF! | #REF! | #REF! | #REF! | #REF! | #REF! | #REF! | #REF! | #REF! | #REF! | #REF! | #REF! | #REF! | #REF! | #REF! | #REF! | #REF! | #REF! | #REF! | #REF! | #REF! | #REF! | #REF! | #REF! | #REF! | #REF! | #REF! | #REF! | #REF! | #REF! | #REF! | #REF! | #REF! | #REF! | #REF! | #REF! | #REF! | #REF! | #REF! | #REF! | #REF! | #REF! | #REF! | #REF! | #REF! | #REF! | #REF! | #REF! | #REF! | #REF! | #REF! | #REF! | #REF! | #REF! | #REF! | #REF! | #REF! | #REF! | #REF! | #REF! | #REF! | #REF! | #REF! | #REF! | #REF! | #REF! | #REF! | #REF! | #REF! | #REF! | #REF! | #REF! | #REF! | #REF! | #REF! | #REF! | #REF! | #REF! | #REF! | #REF! | #REF! | #REF! | #REF! | #REF! | #REF! | #REF! | #REF! | #REF! | #REF! | #REF! | #REF! | #REF! | #REF! | #REF! | #REF! | #REF! | #REF! | #REF! | #REF! | #REF! | #REF! | #REF! | #REF! | #REF! | #REF! | #REF! | #REF! | #REF! | #REF! | #REF! | #REF! | #REF! | #REF! | #REF! | #REF! | #REF! | #REF! | #REF! | #REF! | #REF! | #REF! | #REF! | #REF! | #REF! | #REF! | #REF! | #REF! | #REF! | #REF! | #REF! | #REF! | #REF! | #REF! | #REF! | #REF!
26 | #REF! | [25 empty] | #REF! | #REF! | #REF! | #REF! | #REF! | #REF! | #REF! | #REF! | #REF! | #REF! | #REF! | #REF! | #REF! | #REF! | #REF! | #REF! | #REF! | #REF! | #REF! | #REF! | #REF! | #REF! | #REF! | #REF! | #REF! | #REF! | #REF! | #REF! | #REF! | #REF! | #REF! | #REF! | #REF! | #REF! | #REF! | #REF! | #REF! | #REF! | #REF! | #REF! | #REF! | #REF! | #REF! | #REF! | #REF! | #REF! | #REF! | #REF! | #REF! | #REF! | #REF! | #REF! | #REF! | #REF! | #REF! | #REF! | #REF! | #REF! | #REF! | #REF! | #REF! | #REF! | #REF! | #REF! | #REF! | #REF! | #REF! | #REF! | #REF! | #REF! | #REF! | #REF! | #REF! | #REF! | #REF! | #REF! | #REF! | #REF! | #REF! | #REF! | #REF! | #REF! | #REF! | #REF! | #REF! | #REF! | #REF! | #REF! | #REF! | #REF! | #REF! | #REF! | #REF! | #REF! | #REF! | #REF! | #REF! | #REF! | #REF! | #REF! | #REF! | #REF! | #REF! | #REF! | #REF! | #REF! | #REF! | #REF! | #REF! | #REF! | #REF! | #REF! | #REF! | #REF! | #REF! | #REF! | #REF! | #REF! | #REF! | #REF! | #REF! | #REF! | #REF! | #REF! | #REF! | #REF! | #REF! | #REF! | #REF! | #REF! | #REF! | #REF! | #REF! | #REF! | #REF! | #REF! | #REF! | #REF! | #REF! | #REF! | #REF! | #REF! | #REF! | #REF! | #REF! | #REF! | #REF! | #REF! | #REF! | #REF! | #REF! | #REF! | #REF! | #REF! | #REF! | #REF! | #REF! | #REF! | #REF! | #REF! | #REF! | #REF! | #REF! | #REF! | #REF! | #REF! | #REF! | #REF! | #REF! | #REF! | #REF! | #REF! | #REF! | #REF! | #REF! | #REF! | #REF! | #REF! | #REF! | #REF! | #REF! | #REF! | #REF! | #REF! | #REF! | #REF! | #REF! | #REF! | #REF! | #REF! | #REF!
27 | #REF! | [26 empty] | #REF! | #REF! | #REF! | #REF! | #REF! | #REF! | #REF! | #REF! | #REF! | #REF! | #REF! | #REF! | #REF! | #REF! | #REF! | #REF! | #REF! | #REF! | #REF! | #REF! | #REF! | #REF! | #REF! | #REF! | #REF! | #REF! | #REF! | #REF! | #REF! | #REF! | #REF! | #REF! | #REF! | #REF! | #REF! | #REF! | #REF! | #REF! | #REF! | #REF! | #REF! | #REF! | #REF! | #REF! | #REF! | #REF! | #REF! | #REF! | #REF! | #REF! | #REF! | #REF! | #REF! | #REF! | #REF! | #REF! | #REF! | #REF! | #REF! | #REF! | #REF! | #REF! | #REF! | #REF! | #REF! | #REF! | #REF! | #REF! | #REF! | #REF! | #REF! | #REF! | #REF! | #REF! | #REF! | #REF! | #REF! | #REF! | #REF! | #REF! | #REF! | #REF! | #REF! | #REF! | #REF! | #REF! | #REF! | #REF! | #REF! | #REF! | #REF! | #REF! | #REF! | #REF! | #REF! | #REF! | #REF! | #REF! | #REF! | #REF! | #REF! | #REF! | #REF! | #REF! | #REF! | #REF! | #REF! | #REF! | #REF! | #REF! | #REF! | #REF! | #REF! | #REF! | #REF! | #REF! | #REF! | #REF! | #REF! | #REF! | #REF! | #REF! | #REF! | #REF! | #REF! | #REF! | #REF! | #REF! | #REF! | #REF! | #REF! | #REF! | #REF! | #REF! | #REF! | #REF! | #REF! | #REF! | #REF! | #REF! | #REF! | #REF! | #REF! | #REF! | #REF! | #REF! | #REF! | #REF! | #REF! | #REF! | #REF! | #REF! | #REF! | #REF! | #REF! | #REF! | #REF! | #REF! | #REF! | #REF! | #REF! | #REF! | #REF! | #REF! | #REF! | #REF! | #REF! | #REF! | #REF! | #REF! | #REF! | #REF! | #REF! | #REF! | #REF! | #REF! | #REF! | #REF! | #REF! | #REF! | #REF! | #REF! | #REF! | #REF! | #REF! | #REF! | #REF! | #REF! | #REF! | #REF!
28 | #REF! | [27 empty] | #REF! | #REF! | #REF! | #REF! | #REF! | #REF! | #REF! | #REF! | #REF! | #REF! | #REF! | #REF! | #REF! | #REF! | #REF! | #REF! | #REF! | #REF! | #REF! | #REF! | #REF! | #REF! | #REF! | #REF! | #REF! | #REF! | #REF! | #REF! | #REF! | #REF! | #REF! | #REF! | #REF! | #REF! | #REF! | #REF! | #REF! | #REF! | #REF! | #REF! | #REF! | #REF! | #REF! | #REF! | #REF! | #REF! | #REF! | #REF! | #REF! | #REF! | #REF! | #REF! | #REF! | #REF! | #REF! | #REF! | #REF! | #REF! | #REF! | #REF! | #REF! | #REF! | #REF! | #REF! | #REF! | #REF! | #REF! | #REF! | #REF! | #REF! | #REF! | #REF! | #REF! | #REF! | #REF! | #REF! | #REF! | #REF! | #REF! | #REF! | #REF! | #REF! | #REF! | #REF! | #REF! | #REF! | #REF! | #REF! | #REF! | #REF! | #REF! | #REF! | #REF! | #REF! | #REF! | #REF! | #REF! | #REF! | #REF! | #REF! | #REF! | #REF! | #REF! | #REF! | #REF! | #REF! | #REF! | #REF! | #REF! | #REF! | #REF! | #REF! | #REF! | #REF! | #REF! | #REF! | #REF! | #REF! | #REF! | #REF! | #REF! | #REF! | #REF! | #REF! | #REF! | #REF! | #REF! | #REF! | #REF! | #REF! | #REF! | #REF! | #REF! | #REF! | #REF! | #REF! | #REF! | #REF! | #REF! | #REF! | #REF! | #REF! | #REF! | #REF! | #REF! | #REF! | #REF! | #REF! | #REF! | #REF! | #REF! | #REF! | #REF! | #REF! | #REF! | #REF! | #REF! | #REF! | #REF! | #REF! | #REF! | #REF! | #REF! | #REF! | #REF! | #REF! | #REF! | #REF! | #REF! | #REF! | #REF! | #REF! | #REF! | #REF! | #REF! | #REF! | #REF! | #REF! | #REF! | #REF! | #REF! | #REF! | #REF! | #REF! | #REF! | #REF! | #REF! | #REF! | #REF!
29 | #REF! | [28 empty] | #REF! | #REF! | #REF! | #REF! | #REF! | #REF! | #REF! | #REF! | #REF! | #REF! | #REF! | #REF! | #REF! | #REF! | #REF! | #REF! | #REF! | #REF! | #REF! | #REF! | #REF! | #REF! | #REF! | #REF! | #REF! | #REF! | #REF! | #REF! | #REF! | #REF! | #REF! | #REF! | #REF! | #REF! | #REF! | #REF! | #REF! | #REF! | #REF! | #REF! | #REF! | #REF! | #REF! | #REF! | #REF! | #REF! | #REF! | #REF! | #REF! | #REF! | #REF! | #REF! | #REF! | #REF! | #REF! | #REF! | #REF! | #REF! | #REF! | #REF! | #REF! | #REF! | #REF! | #REF! | #REF! | #REF! | #REF! | #REF! | #REF! | #REF! | #REF! | #REF! | #REF! | #REF! | #REF! | #REF! | #REF! | #REF! | #REF! | #REF! | #REF! | #REF! | #REF! | #REF! | #REF! | #REF! | #REF! | #REF! | #REF! | #REF! | #REF! | #REF! | #REF! | #REF! | #REF! | #REF! | #REF! | #REF! | #REF! | #REF! | #REF! | #REF! | #REF! | #REF! | #REF! | #REF! | #REF! | #REF! | #REF! | #REF! | #REF! | #REF! | #REF! | #REF! | #REF! | #REF! | #REF! | #REF! | #REF! | #REF! | #REF! | #REF! | #REF! | #REF! | #REF! | #REF! | #REF! | #REF! | #REF! | #REF! | #REF! | #REF! | #REF! | #REF! | #REF! | #REF! | #REF! | #REF! | #REF! | #REF! | #REF! | #REF! | #REF! | #REF! | #REF! | #REF! | #REF! | #REF! | #REF! | #REF! | #REF! | #REF! | #REF! | #REF! | #REF! | #REF! | #REF! | #REF! | #REF! | #REF! | #REF! | #REF! | #REF! | #REF! | #REF! | #REF! | #REF! | #REF! | #REF! | #REF! | #REF! | #REF! | #REF! | #REF! | #REF! | #REF! | #REF! | #REF! | #REF! | #REF! | #REF! | #REF! | #REF! | #REF! | #REF! | #REF! | #REF! | #REF!
30 | #REF! | [29 empty] | #REF! | #REF! | #REF! | #REF! | #REF! | #REF! | #REF! | #REF! | #REF! | #REF! | #REF! | #REF! | #REF! | #REF! | #REF! | #REF! | #REF! | #REF! | #REF! | #REF! | #REF! | #REF! | #REF! | #REF! | #REF! | #REF! | #REF! | #REF! | #REF! | #REF! | #REF! | #REF! | #REF! | #REF! | #REF! | #REF! | #REF! | #REF! | #REF! | #REF! | #REF! | #REF! | #REF! | #REF! | #REF! | #REF! | #REF! | #REF! | #REF! | #REF! | #REF! | #REF! | #REF! | #REF! | #REF! | #REF! | #REF! | #REF! | #REF! | #REF! | #REF! | #REF! | #REF! | #REF! | #REF! | #REF! | #REF! | #REF! | #REF! | #REF! | #REF! | #REF! | #REF! | #REF! | #REF! | #REF! | #REF! | #REF! | #REF! | #REF! | #REF! | #REF! | #REF! | #REF! | #REF! | #REF! | #REF! | #REF! | #REF! | #REF! | #REF! | #REF! | #REF! | #REF! | #REF! | #REF! | #REF! | #REF! | #REF! | #REF! | #REF! | #REF! | #REF! | #REF! | #REF! | #REF! | #REF! | #REF! | #REF! | #REF! | #REF! | #REF! | #REF! | #REF! | #REF! | #REF! | #REF! | #REF! | #REF! | #REF! | #REF! | #REF! | #REF! | #REF! | #REF! | #REF! | #REF! | #REF! | #REF! | #REF! | #REF! | #REF! | #REF! | #REF! | #REF! | #REF! | #REF! | #REF! | #REF! | #REF! | #REF! | #REF! | #REF! | #REF! | #REF! | #REF! | #REF! | #REF! | #REF! | #REF! | #REF! | #REF! | #REF! | #REF! | #REF! | #REF! | #REF! | #REF! | #REF! | #REF! | #REF! | #REF! | #REF! | #REF! | #REF! | #REF! | #REF! | #REF! | #REF! | #REF! | #REF! | #REF! | #REF! | #REF! | #REF! | #REF! | #REF! | #REF! | #REF! | #REF! | #REF! | #REF! | #REF! | #REF! | #REF! | #REF! | #REF!
31 | #REF! | [30 empty] | #REF! | #REF! | #REF! | #REF! | #REF! | #REF! | #REF! | #REF! | #REF! | #REF! | #REF! | #REF! | #REF! | #REF! | #REF! | #REF! | #REF! | #REF! | #REF! | #REF! | #REF! | #REF! | #REF! | #REF! | #REF! | #REF! | #REF! | #REF! | #REF! | #REF! | #REF! | #REF! | #REF! | #REF! | #REF! | #REF! | #REF! | #REF! | #REF! | #REF! | #REF! | #REF! | #REF! | #REF! | #REF! | #REF! | #REF! | #REF! | #REF! | #REF! | #REF! | #REF! | #REF! | #REF! | #REF! | #REF! | #REF! | #REF! | #REF! | #REF! | #REF! | #REF! | #REF! | #REF! | #REF! | #REF! | #REF! | #REF! | #REF! | #REF! | #REF! | #REF! | #REF! | #REF! | #REF! | #REF! | #REF! | #REF! | #REF! | #REF! | #REF! | #REF! | #REF! | #REF! | #REF! | #REF! | #REF! | #REF! | #REF! | #REF! | #REF! | #REF! | #REF! | #REF! | #REF! | #REF! | #REF! | #REF! | #REF! | #REF! | #REF! | #REF! | #REF! | #REF! | #REF! | #REF! | #REF! | #REF! | #REF! | #REF! | #REF! | #REF! | #REF! | #REF! | #REF! | #REF! | #REF! | #REF! | #REF! | #REF! | #REF! | #REF! | #REF! | #REF! | #REF! | #REF! | #REF! | #REF! | #REF! | #REF! | #REF! | #REF! | #REF! | #REF! | #REF! | #REF! | #REF! | #REF! | #REF! | #REF! | #REF! | #REF! | #REF! | #REF! | #REF! | #REF! | #REF! | #REF! | #REF! | #REF! | #REF! | #REF! | #REF! | #REF! | #REF! | #REF! | #REF! | #REF! | #REF! | #REF! | #REF! | #REF! | #REF! | #REF! | #REF! | #REF! | #REF! | #REF! | #REF! | #REF! | #REF! | #REF! | #REF! | #REF! | #REF! | #REF! | #REF! | #REF! | #REF! | #REF! | #REF! | #REF! | #REF! | #REF! | #REF! | #REF!
32 | #REF! | [31 empty] | #REF! | #REF! | #REF! | #REF! | #REF! | #REF! | #REF! | #REF! | #REF! | #REF! | #REF! | #REF! | #REF! | #REF! | #REF! | #REF! | #REF! | #REF! | #REF! | #REF! | #REF! | #REF! | #REF! | #REF! | #REF! | #REF! | #REF! | #REF! | #REF! | #REF! | #REF! | #REF! | #REF! | #REF! | #REF! | #REF! | #REF! | #REF! | #REF! | #REF! | #REF! | #REF! | #REF! | #REF! | #REF! | #REF! | #REF! | #REF! | #REF! | #REF! | #REF! | #REF! | #REF! | #REF! | #REF! | #REF! | #REF! | #REF! | #REF! | #REF! | #REF! | #REF! | #REF! | #REF! | #REF! | #REF! | #REF! | #REF! | #REF! | #REF! | #REF! | #REF! | #REF! | #REF! | #REF! | #REF! | #REF! | #REF! | #REF! | #REF! | #REF! | #REF! | #REF! | #REF! | #REF! | #REF! | #REF! | #REF! | #REF! | #REF! | #REF! | #REF! | #REF! | #REF! | #REF! | #REF! | #REF! | #REF! | #REF! | #REF! | #REF! | #REF! | #REF! | #REF! | #REF! | #REF! | #REF! | #REF! | #REF! | #REF! | #REF! | #REF! | #REF! | #REF! | #REF! | #REF! | #REF! | #REF! | #REF! | #REF! | #REF! | #REF! | #REF! | #REF! | #REF! | #REF! | #REF! | #REF! | #REF! | #REF! | #REF! | #REF! | #REF! | #REF! | #REF! | #REF! | #REF! | #REF! | #REF! | #REF! | #REF! | #REF! | #REF! | #REF! | #REF! | #REF! | #REF! | #REF! | #REF! | #REF! | #REF! | #REF! | #REF! | #REF! | #REF! | #REF! | #REF! | #REF! | #REF! | #REF! | #REF! | #REF! | #REF! | #REF! | #REF! | #REF! | #REF! | #REF! | #REF! | #REF! | #REF! | #REF! | #REF! | #REF! | #REF! | #REF! | #REF! | #REF! | #REF! | #REF! | #REF! | #REF! | #REF! | #REF! | #REF!
33 | #REF! | [32 empty] | #REF! | #REF! | #REF! | #REF! | #REF! | #REF! | #REF! | #REF! | #REF! | #REF! | #REF! | #REF! | #REF! | #REF! | #REF! | #REF! | #REF! | #REF! | #REF! | #REF! | #REF! | #REF! | #REF! | #REF! | #REF! | #REF! | #REF! | #REF! | #REF! | #REF! | #REF! | #REF! | #REF! | #REF! | #REF! | #REF! | #REF! | #REF! | #REF! | #REF! | #REF! | #REF! | #REF! | #REF! | #REF! | #REF! | #REF! | #REF! | #REF! | #REF! | #REF! | #REF! | #REF! | #REF! | #REF! | #REF! | #REF! | #REF! | #REF! | #REF! | #REF! | #REF! | #REF! | #REF! | #REF! | #REF! | #REF! | #REF! | #REF! | #REF! | #REF! | #REF! | #REF! | #REF! | #REF! | #REF! | #REF! | #REF! | #REF! | #REF! | #REF! | #REF! | #REF! | #REF! | #REF! | #REF! | #REF! | #REF! | #REF! | #REF! | #REF! | #REF! | #REF! | #REF! | #REF! | #REF! | #REF! | #REF! | #REF! | #REF! | #REF! | #REF! | #REF! | #REF! | #REF! | #REF! | #REF! | #REF! | #REF! | #REF! | #REF! | #REF! | #REF! | #REF! | #REF! | #REF! | #REF! | #REF! | #REF! | #REF! | #REF! | #REF! | #REF! | #REF! | #REF! | #REF! | #REF! | #REF! | #REF! | #REF! | #REF! | #REF! | #REF! | #REF! | #REF! | #REF! | #REF! | #REF! | #REF! | #REF! | #REF! | #REF! | #REF! | #REF! | #REF! | #REF! | #REF! | #REF! | #REF! | #REF! | #REF! | #REF! | #REF! | #REF! | #REF! | #REF! | #REF! | #REF! | #REF! | #REF! | #REF! | #REF! | #REF! | #REF! | #REF! | #REF! | #REF! | #REF! | #REF! | #REF! | #REF! | #REF! | #REF! | #REF! | #REF! | #REF! | #REF! | #REF! | #REF! | #REF! | #REF! | #REF! | #REF! | #REF!
34 | #REF! | [33 empty] | #REF! | #REF! | #REF! | #REF! | #REF! | #REF! | #REF! | #REF! | #REF! | #REF! | #REF! | #REF! | #REF! | #REF! | #REF! | #REF! | #REF! | #REF! | #REF! | #REF! | #REF! | #REF! | #REF! | #REF! | #REF! | #REF! | #REF! | #REF! | #REF! | #REF! | #REF! | #REF! | #REF! | #REF! | #REF! | #REF! | #REF! | #REF! | #REF! | #REF! | #REF! | #REF! | #REF! | #REF! | #REF! | #REF! | #REF! | #REF! | #REF! | #REF! | #REF! | #REF! | #REF! | #REF! | #REF! | #REF! | #REF! | #REF! | #REF! | #REF! | #REF! | #REF! | #REF! | #REF! | #REF! | #REF! | #REF! | #REF! | #REF! | #REF! | #REF! | #REF! | #REF! | #REF! | #REF! | #REF! | #REF! | #REF! | #REF! | #REF! | #REF! | #REF! | #REF! | #REF! | #REF! | #REF! | #REF! | #REF! | #REF! | #REF! | #REF! | #REF! | #REF! | #REF! | #REF! | #REF! | #REF! | #REF! | #REF! | #REF! | #REF! | #REF! | #REF! | #REF! | #REF! | #REF! | #REF! | #REF! | #REF! | #REF! | #REF! | #REF! | #REF! | #REF! | #REF! | #REF! | #REF! | #REF! | #REF! | #REF! | #REF! | #REF! | #REF! | #REF! | #REF! | #REF! | #REF! | #REF! | #REF! | #REF! | #REF! | #REF! | #REF! | #REF! | #REF! | #REF! | #REF! | #REF! | #REF! | #REF! | #REF! | #REF! | #REF! | #REF! | #REF! | #REF! | #REF! | #REF! | #REF! | #REF! | #REF! | #REF! | #REF! | #REF! | #REF! | #REF! | #REF! | #REF! | #REF! | #REF! | #REF! | #REF! | #REF! | #REF! | #REF! | #REF! | #REF! | #REF! | #REF! | #REF! | #REF! | #REF! | #REF! | #REF! | #REF! | #REF! | #REF! | #REF! | #REF! | #REF! | #REF! | #REF! | #REF!
35 | #REF! | [34 empty] | #REF! | #REF! | #REF! | #REF! | #REF! | #REF! | #REF! | #REF! | #REF! | #REF! | #REF! | #REF! | #REF! | #REF! | #REF! | #REF! | #REF! | #REF! | #REF! | #REF! | #REF! | #REF! | #REF! | #REF! | #REF! | #REF! | #REF! | #REF! | #REF! | #REF! | #REF! | #REF! | #REF! | #REF! | #REF! | #REF! | #REF! | #REF! | #REF! | #REF! | #REF! | #REF! | #REF! | #REF! | #REF! | #REF! | #REF! | #REF! | #REF! | #REF! | #REF! | #REF! | #REF! | #REF! | #REF! | #REF! | #REF! | #REF! | #REF! | #REF! | #REF! | #REF! | #REF! | #REF! | #REF! | #REF! | #REF! | #REF! | #REF! | #REF! | #REF! | #REF! | #REF! | #REF! | #REF! | #REF! | #REF! | #REF! | #REF! | #REF! | #REF! | #REF! | #REF! | #REF! | #REF! | #REF! | #REF! | #REF! | #REF! | #REF! | #REF! | #REF! | #REF! | #REF! | #REF! | #REF! | #REF! | #REF! | #REF! | #REF! | #REF! | #REF! | #REF! | #REF! | #REF! | #REF! | #REF! | #REF! | #REF! | #REF! | #REF! | #REF! | #REF! | #REF! | #REF! | #REF! | #REF! | #REF! | #REF! | #REF! | #REF! | #REF! | #REF! | #REF! | #REF! | #REF! | #REF! | #REF! | #REF! | #REF! | #REF! | #REF! | #REF! | #REF! | #REF! | #REF! | #REF! | #REF! | #REF! | #REF! | #REF! | #REF! | #REF! | #REF! | #REF! | #REF! | #REF! | #REF! | #REF! | #REF! | #REF! | #REF! | #REF! | #REF! | #REF! | #REF! | #REF! | #REF! | #REF! | #REF! | #REF! | #REF! | #REF! | #REF! | #REF! | #REF! | #REF! | #REF! | #REF! | #REF! | #REF! | #REF! | #REF! | #REF! | #REF! | #REF! | #REF! | #REF! | #REF! | #REF! | #REF! | #REF!
36 | #REF! | [35 empty] | #REF! | #REF! | #REF! | #REF! | #REF! | #REF! | #REF! | #REF! | #REF! | #REF! | #REF! | #REF! | #REF! | #REF! | #REF! | #REF! | #REF! | #REF! | #REF! | #REF! | #REF! | #REF! | #REF! | #REF! | #REF! | #REF! | #REF! | #REF! | #REF! | #REF! | #REF! | #REF! | #REF! | #REF! | #REF! | #REF! | #REF! | #REF! | #REF! | #REF! | #REF! | #REF! | #REF! | #REF! | #REF! | #REF! | #REF! | #REF! | #REF! | #REF! | #REF! | #REF! | #REF! | #REF! | #REF! | #REF! | #REF! | #REF! | #REF! | #REF! | #REF! | #REF! | #REF! | #REF! | #REF! | #REF! | #REF! | #REF! | #REF! | #REF! | #REF! | #REF! | #REF! | #REF! | #REF! | #REF! | #REF! | #REF! | #REF! | #REF! | #REF! | #REF! | #REF! | #REF! | #REF! | #REF! | #REF! | #REF! | #REF! | #REF! | #REF! | #REF! | #REF! | #REF! | #REF! | #REF! | #REF! | #REF! | #REF! | #REF! | #REF! | #REF! | #REF! | #REF! | #REF! | #REF! | #REF! | #REF! | #REF! | #REF! | #REF! | #REF! | #REF! | #REF! | #REF! | #REF! | #REF! | #REF! | #REF! | #REF! | #REF! | #REF! | #REF! | #REF! | #REF! | #REF! | #REF! | #REF! | #REF! | #REF! | #REF! | #REF! | #REF! | #REF! | #REF! | #REF! | #REF! | #REF! | #REF! | #REF! | #REF! | #REF! | #REF! | #REF! | #REF! | #REF! | #REF! | #REF! | #REF! | #REF! | #REF! | #REF! | #REF! | #REF! | #REF! | #REF! | #REF! | #REF! | #REF! | #REF! | #REF! | #REF! | #REF! | #REF! | #REF! | #REF! | #REF! | #REF! | #REF! | #REF! | #REF! | #REF! | #REF! | #REF! | #REF! | #REF! | #REF! | #REF! | #REF! | #REF! | #REF!
37 | #REF! | [36 empty] | #REF! | #REF! | #REF! | #REF! | #REF! | #REF! | #REF! | #REF! | #REF! | #REF! | #REF! | #REF! | #REF! | #REF! | #REF! | #REF! | #REF! | #REF! | #REF! | #REF! | #REF! | #REF! | #REF! | #REF! | #REF! | #REF! | #REF! | #REF! | #REF! | #REF! | #REF! | #REF! | #REF! | #REF! | #REF! | #REF! | #REF! | #REF! | #REF! | #REF! | #REF! | #REF! | #REF! | #REF! | #REF! | #REF! | #REF! | #REF! | #REF! | #REF! | #REF! | #REF! | #REF! | #REF! | #REF! | #REF! | #REF! | #REF! | #REF! | #REF! | #REF! | #REF! | #REF! | #REF! | #REF! | #REF! | #REF! | #REF! | #REF! | #REF! | #REF! | #REF! | #REF! | #REF! | #REF! | #REF! | #REF! | #REF! | #REF! | #REF! | #REF! | #REF! | #REF! | #REF! | #REF! | #REF! | #REF! | #REF! | #REF! | #REF! | #REF! | #REF! | #REF! | #REF! | #REF! | #REF! | #REF! | #REF! | #REF! | #REF! | #REF! | #REF! | #REF! | #REF! | #REF! | #REF! | #REF! | #REF! | #REF! | #REF! | #REF! | #REF! | #REF! | #REF! | #REF! | #REF! | #REF! | #REF! | #REF! | #REF! | #REF! | #REF! | #REF! | #REF! | #REF! | #REF! | #REF! | #REF! | #REF! | #REF! | #REF! | #REF! | #REF! | #REF! | #REF! | #REF! | #REF! | #REF! | #REF! | #REF! | #REF! | #REF! | #REF! | #REF! | #REF! | #REF! | #REF! | #REF! | #REF! | #REF! | #REF! | #REF! | #REF! | #REF! | #REF! | #REF! | #REF! | #REF! | #REF! | #REF! | #REF! | #REF! | #REF! | #REF! | #REF! | #REF! | #REF! | #REF! | #REF! | #REF! | #REF! | #REF! | #REF! | #REF! | #REF! | #REF! | #REF! | #REF! | #REF! | #REF!
38 | #REF! | [37 empty] | #REF! | #REF! | #REF! | #REF! | #REF! | #REF! | #REF! | #REF! | #REF! | #REF! | #REF! | #REF! | #REF! | #REF! | #REF! | #REF! | #REF! | #REF! | #REF! | #REF! | #REF! | #REF! | #REF! | #REF! | #REF! | #REF! | #REF! | #REF! | #REF! | #REF! | #REF! | #REF! | #REF! | #REF! | #REF! | #REF! | #REF! | #REF! | #REF! | #REF! | #REF! | #REF! | #REF! | #REF! | #REF! | #REF! | #REF! | #REF! | #REF! | #REF! | #REF! | #REF! | #REF! | #REF! | #REF! | #REF! | #REF! | #REF! | #REF! | #REF! | #REF! | #REF! | #REF! | #REF! | #REF! | #REF! | #REF! | #REF! | #REF! | #REF! | #REF! | #REF! | #REF! | #REF! | #REF! | #REF! | #REF! | #REF! | #REF! | #REF! | #REF! | #REF! | #REF! | #REF! | #REF! | #REF! | #REF! | #REF! | #REF! | #REF! | #REF! | #REF! | #REF! | #REF! | #REF! | #REF! | #REF! | #REF! | #REF! | #REF! | #REF! | #REF! | #REF! | #REF! | #REF! | #REF! | #REF! | #REF! | #REF! | #REF! | #REF! | #REF! | #REF! | #REF! | #REF! | #REF! | #REF! | #REF! | #REF! | #REF! | #REF! | #REF! | #REF! | #REF! | #REF! | #REF! | #REF! | #REF! | #REF! | #REF! | #REF! | #REF! | #REF! | #REF! | #REF! | #REF! | #REF! | #REF! | #REF! | #REF! | #REF! | #REF! | #REF! | #REF! | #REF! | #REF! | #REF! | #REF! | #REF! | #REF! | #REF! | #REF! | #REF! | #REF! | #REF! | #REF! | #REF! | #REF! | #REF! | #REF! | #REF! | #REF! | #REF! | #REF! | #REF! | #REF! | #REF! | #REF! | #REF! | #REF! | #REF! | #REF! | #REF! | #REF! | #REF! | #REF! | #REF! | #REF! | #REF!
39 | #REF! | [38 empty] | #REF! | #REF! | #REF! | #REF! | #REF! | #REF! | #REF! | #REF! | #REF! | #REF! | #REF! | #REF! | #REF! | #REF! | #REF! | #REF! | #REF! | #REF! | #REF! | #REF! | #REF! | #REF! | #REF! | #REF! | #REF! | #REF! | #REF! | #REF! | #REF! | #REF! | #REF! | #REF! | #REF! | #REF! | #REF! | #REF! | #REF! | #REF! | #REF! | #REF! | #REF! | #REF! | #REF! | #REF! | #REF! | #REF! | #REF! | #REF! | #REF! | #REF! | #REF! | #REF! | #REF! | #REF! | #REF! | #REF! | #REF! | #REF! | #REF! | #REF! | #REF! | #REF! | #REF! | #REF! | #REF! | #REF! | #REF! | #REF! | #REF! | #REF! | #REF! | #REF! | #REF! | #REF! | #REF! | #REF! | #REF! | #REF! | #REF! | #REF! | #REF! | #REF! | #REF! | #REF! | #REF! | #REF! | #REF! | #REF! | #REF! | #REF! | #REF! | #REF! | #REF! | #REF! | #REF! | #REF! | #REF! | #REF! | #REF! | #REF! | #REF! | #REF! | #REF! | #REF! | #REF! | #REF! | #REF! | #REF! | #REF! | #REF! | #REF! | #REF! | #REF! | #REF! | #REF! | #REF! | #REF! | #REF! | #REF! | #REF! | #REF! | #REF! | #REF! | #REF! | #REF! | #REF! | #REF! | #REF! | #REF! | #REF! | #REF! | #REF! | #REF! | #REF! | #REF! | #REF! | #REF! | #REF! | #REF! | #REF! | #REF! | #REF! | #REF! | #REF! | #REF! | #REF! | #REF! | #REF! | #REF! | #REF! | #REF! | #REF! | #REF! | #REF! | #REF! | #REF! | #REF! | #REF! | #REF! | #REF! | #REF! | #REF! | #REF! | #REF! | #REF! | #REF! | #REF! | #REF! | #REF! | #REF! | #REF! | #REF! | #REF! | #REF! | #REF! | #REF! | #REF! | #REF!
40 | #REF! | [39 empty] | #REF! | #REF! | #REF! | #REF! | #REF! | #REF! | #REF! | #REF! | #REF! | #REF! | #REF! | #REF! | #REF! | #REF! | #REF! | #REF! | #REF! | #REF! | #REF! | #REF! | #REF! | #REF! | #REF! | #REF! | #REF! | #REF! | #REF! | #REF! | #REF! | #REF! | #REF! | #REF! | #REF! | #REF! | #REF! | #REF! | #REF! | #REF! | #REF! | #REF! | #REF! | #REF! | #REF! | #REF! | #REF! | #REF! | #REF! | #REF! | #REF! | #REF! | #REF! | #REF! | #REF! | #REF! | #REF! | #REF! | #REF! | #REF! | #REF! | #REF! | #REF! | #REF! | #REF! | #REF! | #REF! | #REF! | #REF! | #REF! | #REF! | #REF! | #REF! | #REF! | #REF! | #REF! | #REF! | #REF! | #REF! | #REF! | #REF! | #REF! | #REF! | #REF! | #REF! | #REF! | #REF! | #REF! | #REF! | #REF! | #REF! | #REF! | #REF! | #REF! | #REF! | #REF! | #REF! | #REF! | #REF! | #REF! | #REF! | #REF! | #REF! | #REF! | #REF! | #REF! | #REF! | #REF! | #REF! | #REF! | #REF! | #REF! | #REF! | #REF! | #REF! | #REF! | #REF! | #REF! | #REF! | #REF! | #REF! | #REF! | #REF! | #REF! | #REF! | #REF! | #REF! | #REF! | #REF! | #REF! | #REF! | #REF! | #REF! | #REF! | #REF! | #REF! | #REF! | #REF! | #REF! | #REF! | #REF! | #REF! | #REF! | #REF! | #REF! | #REF! | #REF! | #REF! | #REF! | #REF! | #REF! | #REF! | #REF! | #REF! | #REF! | #REF! | #REF! | #REF! | #REF! | #REF! | #REF! | #REF! | #REF! | #REF! | #REF! | #REF! | #REF! | #REF! | #REF! | #REF! | #REF! | #REF! | #REF! | #REF! | #REF! | #REF! | #REF! | #REF! | #REF!
41 | #REF! | [40 empty] | #REF! | #REF! | #REF! | #REF! | #REF! | #REF! | #REF! | #REF! | #REF! | #REF! | #REF! | #REF! | #REF! | #REF! | #REF! | #REF! | #REF! | #REF! | #REF! | #REF! | #REF! | #REF! | #REF! | #REF! | #REF! | #REF! | #REF! | #REF! | #REF! | #REF! | #REF! | #REF! | #REF! | #REF! | #REF! | #REF! | #REF! | #REF! | #REF! | #REF! | #REF! | #REF! | #REF! | #REF! | #REF! | #REF! | #REF! | #REF! | #REF! | #REF! | #REF! | #REF! | #REF! | #REF! | #REF! | #REF! | #REF! | #REF! | #REF! | #REF! | #REF! | #REF! | #REF! | #REF! | #REF! | #REF! | #REF! | #REF! | #REF! | #REF! | #REF! | #REF! | #REF! | #REF! | #REF! | #REF! | #REF! | #REF! | #REF! | #REF! | #REF! | #REF! | #REF! | #REF! | #REF! | #REF! | #REF! | #REF! | #REF! | #REF! | #REF! | #REF! | #REF! | #REF! | #REF! | #REF! | #REF! | #REF! | #REF! | #REF! | #REF! | #REF! | #REF! | #REF! | #REF! | #REF! | #REF! | #REF! | #REF! | #REF! | #REF! | #REF! | #REF! | #REF! | #REF! | #REF! | #REF! | #REF! | #REF! | #REF! | #REF! | #REF! | #REF! | #REF! | #REF! | #REF! | #REF! | #REF! | #REF! | #REF! | #REF! | #REF! | #REF! | #REF! | #REF! | #REF! | #REF! | #REF! | #REF! | #REF! | #REF! | #REF! | #REF! | #REF! | #REF! | #REF! | #REF! | #REF! | #REF! | #REF! | #REF! | #REF! | #REF! | #REF! | #REF! | #REF! | #REF! | #REF! | #REF! | #REF! | #REF! | #REF! | #REF! | #REF! | #REF! | #REF! | #REF! | #REF! | #REF! | #REF! | #REF! | #REF! | #REF! | #REF! | #REF! | #REF!
42 | #REF! | [41 empty] | #REF! | #REF! | #REF! | #REF! | #REF! | #REF! | #REF! | #REF! | #REF! | #REF! | #REF! | #REF! | #REF! | #REF! | #REF! | #REF! | #REF! | #REF! | #REF! | #REF! | #REF! | #REF! | #REF! | #REF! | #REF! | #REF! | #REF! | #REF! | #REF! | #REF! | #REF! | #REF! | #REF! | #REF! | #REF! | #REF! | #REF! | #REF! | #REF! | #REF! | #REF! | #REF! | #REF! | #REF! | #REF! | #REF! | #REF! | #REF! | #REF! | #REF! | #REF! | #REF! | #REF! | #REF! | #REF! | #REF! | #REF! | #REF! | #REF! | #REF! | #REF! | #REF! | #REF! | #REF! | #REF! | #REF! | #REF! | #REF! | #REF! | #REF! | #REF! | #REF! | #REF! | #REF! | #REF! | #REF! | #REF! | #REF! | #REF! | #REF! | #REF! | #REF! | #REF! | #REF! | #REF! | #REF! | #REF! | #REF! | #REF! | #REF! | #REF! | #REF! | #REF! | #REF! | #REF! | #REF! | #REF! | #REF! | #REF! | #REF! | #REF! | #REF! | #REF! | #REF! | #REF! | #REF! | #REF! | #REF! | #REF! | #REF! | #REF! | #REF! | #REF! | #REF! | #REF! | #REF! | #REF! | #REF! | #REF! | #REF! | #REF! | #REF! | #REF! | #REF! | #REF! | #REF! | #REF! | #REF! | #REF! | #REF! | #REF! | #REF! | #REF! | #REF! | #REF! | #REF! | #REF! | #REF! | #REF! | #REF! | #REF! | #REF! | #REF! | #REF! | #REF! | #REF! | #REF! | #REF! | #REF! | #REF! | #REF! | #REF! | #REF! | #REF! | #REF! | #REF! | #REF! | #REF! | #REF! | #REF! | #REF! | #REF! | #REF! | #REF! | #REF! | #REF! | #REF! | #REF! | #REF! | #REF! | #REF! | #REF! | #REF! | #REF! | #REF!
43 | #REF! | [42 empty] | #REF! | #REF! | #REF! | #REF! | #REF! | #REF! | #REF! | #REF! | #REF! | #REF! | #REF! | #REF! | #REF! | #REF! | #REF! | #REF! | #REF! | #REF! | #REF! | #REF! | #REF! | #REF! | #REF! | #REF! | #REF! | #REF! | #REF! | #REF! | #REF! | #REF! | #REF! | #REF! | #REF! | #REF! | #REF! | #REF! | #REF! | #REF! | #REF! | #REF! | #REF! | #REF! | #REF! | #REF! | #REF! | #REF! | #REF! | #REF! | #REF! | #REF! | #REF! | #REF! | #REF! | #REF! | #REF! | #REF! | #REF! | #REF! | #REF! | #REF! | #REF! | #REF! | #REF! | #REF! | #REF! | #REF! | #REF! | #REF! | #REF! | #REF! | #REF! | #REF! | #REF! | #REF! | #REF! | #REF! | #REF! | #REF! | #REF! | #REF! | #REF! | #REF! | #REF! | #REF! | #REF! | #REF! | #REF! | #REF! | #REF! | #REF! | #REF! | #REF! | #REF! | #REF! | #REF! | #REF! | #REF! | #REF! | #REF! | #REF! | #REF! | #REF! | #REF! | #REF! | #REF! | #REF! | #REF! | #REF! | #REF! | #REF! | #REF! | #REF! | #REF! | #REF! | #REF! | #REF! | #REF! | #REF! | #REF! | #REF! | #REF! | #REF! | #REF! | #REF! | #REF! | #REF! | #REF! | #REF! | #REF! | #REF! | #REF! | #REF! | #REF! | #REF! | #REF! | #REF! | #REF! | #REF! | #REF! | #REF! | #REF! | #REF! | #REF! | #REF! | #REF! | #REF! | #REF! | #REF! | #REF! | #REF! | #REF! | #REF! | #REF! | #REF! | #REF! | #REF! | #REF! | #REF! | #REF! | #REF! | #REF! | #REF! | #REF! | #REF! | #REF! | #REF! | #REF! | #REF! | #REF! | #REF! | #REF! | #REF! | #REF! | #REF!
44 | #REF! | [43 empty] | #REF! | #REF! | #REF! | #REF! | #REF! | #REF! | #REF! | #REF! | #REF! | #REF! | #REF! | #REF! | #REF! | #REF! | #REF! | #REF! | #REF! | #REF! | #REF! | #REF! | #REF! | #REF! | #REF! | #REF! | #REF! | #REF! | #REF! | #REF! | #REF! | #REF! | #REF! | #REF! | #REF! | #REF! | #REF! | #REF! | #REF! | #REF! | #REF! | #REF! | #REF! | #REF! | #REF! | #REF! | #REF! | #REF! | #REF! | #REF! | #REF! | #REF! | #REF! | #REF! | #REF! | #REF! | #REF! | #REF! | #REF! | #REF! | #REF! | #REF! | #REF! | #REF! | #REF! | #REF! | #REF! | #REF! | #REF! | #REF! | #REF! | #REF! | #REF! | #REF! | #REF! | #REF! | #REF! | #REF! | #REF! | #REF! | #REF! | #REF! | #REF! | #REF! | #REF! | #REF! | #REF! | #REF! | #REF! | #REF! | #REF! | #REF! | #REF! | #REF! | #REF! | #REF! | #REF! | #REF! | #REF! | #REF! | #REF! | #REF! | #REF! | #REF! | #REF! | #REF! | #REF! | #REF! | #REF! | #REF! | #REF! | #REF! | #REF! | #REF! | #REF! | #REF! | #REF! | #REF! | #REF! | #REF! | #REF! | #REF! | #REF! | #REF! | #REF! | #REF! | #REF! | #REF! | #REF! | #REF! | #REF! | #REF! | #REF! | #REF! | #REF! | #REF! | #REF! | #REF! | #REF! | #REF! | #REF! | #REF! | #REF! | #REF! | #REF! | #REF! | #REF! | #REF! | #REF! | #REF! | #REF! | #REF! | #REF! | #REF! | #REF! | #REF! | #REF! | #REF! | #REF! | #REF! | #REF! | #REF! | #REF! | #REF! | #REF! | #REF! | #REF! | #REF! | #REF! | #REF! | #REF! | #REF! | #REF! | #REF! | #REF!
45 | #REF! | [44 empty] | #REF! | #REF! | #REF! | #REF! | #REF! | #REF! | #REF! | #REF! | #REF! | #REF! | #REF! | #REF! | #REF! | #REF! | #REF! | #REF! | #REF! | #REF! | #REF! | #REF! | #REF! | #REF! | #REF! | #REF! | #REF! | #REF! | #REF! | #REF! | #REF! | #REF! | #REF! | #REF! | #REF! | #REF! | #REF! | #REF! | #REF! | #REF! | #REF! | #REF! | #REF! | #REF! | #REF! | #REF! | #REF! | #REF! | #REF! | #REF! | #REF! | #REF! | #REF! | #REF! | #REF! | #REF! | #REF! | #REF! | #REF! | #REF! | #REF! | #REF! | #REF! | #REF! | #REF! | #REF! | #REF! | #REF! | #REF! | #REF! | #REF! | #REF! | #REF! | #REF! | #REF! | #REF! | #REF! | #REF! | #REF! | #REF! | #REF! | #REF! | #REF! | #REF! | #REF! | #REF! | #REF! | #REF! | #REF! | #REF! | #REF! | #REF! | #REF! | #REF! | #REF! | #REF! | #REF! | #REF! | #REF! | #REF! | #REF! | #REF! | #REF! | #REF! | #REF! | #REF! | #REF! | #REF! | #REF! | #REF! | #REF! | #REF! | #REF! | #REF! | #REF! | #REF! | #REF! | #REF! | #REF! | #REF! | #REF! | #REF! | #REF! | #REF! | #REF! | #REF! | #REF! | #REF! | #REF! | #REF! | #REF! | #REF! | #REF! | #REF! | #REF! | #REF! | #REF! | #REF! | #REF! | #REF! | #REF! | #REF! | #REF! | #REF! | #REF! | #REF! | #REF! | #REF! | #REF! | #REF! | #REF! | #REF! | #REF! | #REF! | #REF! | #REF! | #REF! | #REF! | #REF! | #REF! | #REF! | #REF! | #REF! | #REF! | #REF! | #REF! | #REF! | #REF! | #REF! | #REF! | #REF! | #REF! | #REF! | #REF!
46 | #REF! | [45 empty] | #REF! | #REF! | #REF! | #REF! | #REF! | #REF! | #REF! | #REF! | #REF! | #REF! | #REF! | #REF! | #REF! | #REF! | #REF! | #REF! | #REF! | #REF! | #REF! | #REF! | #REF! | #REF! | #REF! | #REF! | #REF! | #REF! | #REF! | #REF! | #REF! | #REF! | #REF! | #REF! | #REF! | #REF! | #REF! | #REF! | #REF! | #REF! | #REF! | #REF! | #REF! | #REF! | #REF! | #REF! | #REF! | #REF! | #REF! | #REF! | #REF! | #REF! | #REF! | #REF! | #REF! | #REF! | #REF! | #REF! | #REF! | #REF! | #REF! | #REF! | #REF! | #REF! | #REF! | #REF! | #REF! | #REF! | #REF! | #REF! | #REF! | #REF! | #REF! | #REF! | #REF! | #REF! | #REF! | #REF! | #REF! | #REF! | #REF! | #REF! | #REF! | #REF! | #REF! | #REF! | #REF! | #REF! | #REF! | #REF! | #REF! | #REF! | #REF! | #REF! | #REF! | #REF! | #REF! | #REF! | #REF! | #REF! | #REF! | #REF! | #REF! | #REF! | #REF! | #REF! | #REF! | #REF! | #REF! | #REF! | #REF! | #REF! | #REF! | #REF! | #REF! | #REF! | #REF! | #REF! | #REF! | #REF! | #REF! | #REF! | #REF! | #REF! | #REF! | #REF! | #REF! | #REF! | #REF! | #REF! | #REF! | #REF! | #REF! | #REF! | #REF! | #REF! | #REF! | #REF! | #REF! | #REF! | #REF! | #REF! | #REF! | #REF! | #REF! | #REF! | #REF! | #REF! | #REF! | #REF! | #REF! | #REF! | #REF! | #REF! | #REF! | #REF! | #REF! | #REF! | #REF! | #REF! | #REF! | #REF! | #REF! | #REF! | #REF! | #REF! | #REF! | #REF! | #REF! | #REF! | #REF! | #REF! | #REF!
47 | #REF! | [46 empty] | #REF! | #REF! | #REF! | #REF! | #REF! | #REF! | #REF! | #REF! | #REF! | #REF! | #REF! | #REF! | #REF! | #REF! | #REF! | #REF! | #REF! | #REF! | #REF! | #REF! | #REF! | #REF! | #REF! | #REF! | #REF! | #REF! | #REF! | #REF! | #REF! | #REF! | #REF! | #REF! | #REF! | #REF! | #REF! | #REF! | #REF! | #REF! | #REF! | #REF! | #REF! | #REF! | #REF! | #REF! | #REF! | #REF! | #REF! | #REF! | #REF! | #REF! | #REF! | #REF! | #REF! | #REF! | #REF! | #REF! | #REF! | #REF! | #REF! | #REF! | #REF! | #REF! | #REF! | #REF! | #REF! | #REF! | #REF! | #REF! | #REF! | #REF! | #REF! | #REF! | #REF! | #REF! | #REF! | #REF! | #REF! | #REF! | #REF! | #REF! | #REF! | #REF! | #REF! | #REF! | #REF! | #REF! | #REF! | #REF! | #REF! | #REF! | #REF! | #REF! | #REF! | #REF! | #REF! | #REF! | #REF! | #REF! | #REF! | #REF! | #REF! | #REF! | #REF! | #REF! | #REF! | #REF! | #REF! | #REF! | #REF! | #REF! | #REF! | #REF! | #REF! | #REF! | #REF! | #REF! | #REF! | #REF! | #REF! | #REF! | #REF! | #REF! | #REF! | #REF! | #REF! | #REF! | #REF! | #REF! | #REF! | #REF! | #REF! | #REF! | #REF! | #REF! | #REF! | #REF! | #REF! | #REF! | #REF! | #REF! | #REF! | #REF! | #REF! | #REF! | #REF! | #REF! | #REF! | #REF! | #REF! | #REF! | #REF! | #REF! | #REF! | #REF! | #REF! | #REF! | #REF! | #REF! | #REF! | #REF! | #REF! | #REF! | #REF! | #REF! | #REF! | #REF! | #REF! | #REF! | #REF! | #REF!
48 | #REF! | [47 empty] | #REF! | #REF! | #REF! | #REF! | #REF! | #REF! | #REF! | #REF! | #REF! | #REF! | #REF! | #REF! | #REF! | #REF! | #REF! | #REF! | #REF! | #REF! | #REF! | #REF! | #REF! | #REF! | #REF! | #REF! | #REF! | #REF! | #REF! | #REF! | #REF! | #REF! | #REF! | #REF! | #REF! | #REF! | #REF! | #REF! | #REF! | #REF! | #REF! | #REF! | #REF! | #REF! | #REF! | #REF! | #REF! | #REF! | #REF! | #REF! | #REF! | #REF! | #REF! | #REF! | #REF! | #REF! | #REF! | #REF! | #REF! | #REF! | #REF! | #REF! | #REF! | #REF! | #REF! | #REF! | #REF! | #REF! | #REF! | #REF! | #REF! | #REF! | #REF! | #REF! | #REF! | #REF! | #REF! | #REF! | #REF! | #REF! | #REF! | #REF! | #REF! | #REF! | #REF! | #REF! | #REF! | #REF! | #REF! | #REF! | #REF! | #REF! | #REF! | #REF! | #REF! | #REF! | #REF! | #REF! | #REF! | #REF! | #REF! | #REF! | #REF! | #REF! | #REF! | #REF! | #REF! | #REF! | #REF! | #REF! | #REF! | #REF! | #REF! | #REF! | #REF! | #REF! | #REF! | #REF! | #REF! | #REF! | #REF! | #REF! | #REF! | #REF! | #REF! | #REF! | #REF! | #REF! | #REF! | #REF! | #REF! | #REF! | #REF! | #REF! | #REF! | #REF! | #REF! | #REF! | #REF! | #REF! | #REF! | #REF! | #REF! | #REF! | #REF! | #REF! | #REF! | #REF! | #REF! | #REF! | #REF! | #REF! | #REF! | #REF! | #REF! | #REF! | #REF! | #REF! | #REF! | #REF! | #REF! | #REF! | #REF! | #REF! | #REF! | #REF! | #REF! | #REF! | #REF! | #REF! | #REF!
49 | #REF! | [48 empty] | #REF! | #REF! | #REF! | #REF! | #REF! | #REF! | #REF! | #REF! | #REF! | #REF! | #REF! | #REF! | #REF! | #REF! | #REF! | #REF! | #REF! | #REF! | #REF! | #REF! | #REF! | #REF! | #REF! | #REF! | #REF! | #REF! | #REF! | #REF! | #REF! | #REF! | #REF! | #REF! | #REF! | #REF! | #REF! | #REF! | #REF! | #REF! | #REF! | #REF! | #REF! | #REF! | #REF! | #REF! | #REF! | #REF! | #REF! | #REF! | #REF! | #REF! | #REF! | #REF! | #REF! | #REF! | #REF! | #REF! | #REF! | #REF! | #REF! | #REF! | #REF! | #REF! | #REF! | #REF! | #REF! | #REF! | #REF! | #REF! | #REF! | #REF! | #REF! | #REF! | #REF! | #REF! | #REF! | #REF! | #REF! | #REF! | #REF! | #REF! | #REF! | #REF! | #REF! | #REF! | #REF! | #REF! | #REF! | #REF! | #REF! | #REF! | #REF! | #REF! | #REF! | #REF! | #REF! | #REF! | #REF! | #REF! | #REF! | #REF! | #REF! | #REF! | #REF! | #REF! | #REF! | #REF! | #REF! | #REF! | #REF! | #REF! | #REF! | #REF! | #REF! | #REF! | #REF! | #REF! | #REF! | #REF! | #REF! | #REF! | #REF! | #REF! | #REF! | #REF! | #REF! | #REF! | #REF! | #REF! | #REF! | #REF! | #REF! | #REF! | #REF! | #REF! | #REF! | #REF! | #REF! | #REF! | #REF! | #REF! | #REF! | #REF! | #REF! | #REF! | #REF! | #REF! | #REF! | #REF! | #REF! | #REF! | #REF! | #REF! | #REF! | #REF! | #REF! | #REF! | #REF! | #REF! | #REF! | #REF! | #REF! | #REF! | #REF! | #REF! | #REF! | #REF! | #REF! | #REF!
50 | #REF! | [49 empty] | #REF! | #REF! | #REF! | #REF! | #REF! | #REF! | #REF! | #REF! | #REF! | #REF! | #REF! | #REF! | #REF! | #REF! | #REF! | #REF! | #REF! | #REF! | #REF! | #REF! | #REF! | #REF! | #REF! | #REF! | #REF! | #REF! | #REF! | #REF! | #REF! | #REF! | #REF! | #REF! | #REF! | #REF! | #REF! | #REF! | #REF! | #REF! | #REF! | #REF! | #REF! | #REF! | #REF! | #REF! | #REF! | #REF! | #REF! | #REF! | #REF! | #REF! | #REF! | #REF! | #REF! | #REF! | #REF! | #REF! | #REF! | #REF! | #REF! | #REF! | #REF! | #REF! | #REF! | #REF! | #REF! | #REF! | #REF! | #REF! | #REF! | #REF! | #REF! | #REF! | #REF! | #REF! | #REF! | #REF! | #REF! | #REF! | #REF! | #REF! | #REF! | #REF! | #REF! | #REF! | #REF! | #REF! | #REF! | #REF! | #REF! | #REF! | #REF! | #REF! | #REF! | #REF! | #REF! | #REF! | #REF! | #REF! | #REF! | #REF! | #REF! | #REF! | #REF! | #REF! | #REF! | #REF! | #REF! | #REF! | #REF! | #REF! | #REF! | #REF! | #REF! | #REF! | #REF! | #REF! | #REF! | #REF! | #REF! | #REF! | #REF! | #REF! | #REF! | #REF! | #REF! | #REF! | #REF! | #REF! | #REF! | #REF! | #REF! | #REF! | #REF! | #REF! | #REF! | #REF! | #REF! | #REF! | #REF! | #REF! | #REF! | #REF! | #REF! | #REF! | #REF! | #REF! | #REF! | #REF! | #REF! | #REF! | #REF! | #REF! | #REF! | #REF! | #REF! | #REF! | #REF! | #REF! | #REF! | #REF! | #REF! | #REF! | #REF! | #REF! | #REF! | #REF! | #REF!
51 | #REF! | [50 empty] | #REF! | #REF! | #REF! | #REF! | #REF! | #REF! | #REF! | #REF! | #REF! | #REF! | #REF! | #REF! | #REF! | #REF! | #REF! | #REF! | #REF! | #REF! | #REF! | #REF! | #REF! | #REF! | #REF! | #REF! | #REF! | #REF! | #REF! | #REF! | #REF! | #REF! | #REF! | #REF! | #REF! | #REF! | #REF! | #REF! | #REF! | #REF! | #REF! | #REF! | #REF! | #REF! | #REF! | #REF! | #REF! | #REF! | #REF! | #REF! | #REF! | #REF! | #REF! | #REF! | #REF! | #REF! | #REF! | #REF! | #REF! | #REF! | #REF! | #REF! | #REF! | #REF! | #REF! | #REF! | #REF! | #REF! | #REF! | #REF! | #REF! | #REF! | #REF! | #REF! | #REF! | #REF! | #REF! | #REF! | #REF! | #REF! | #REF! | #REF! | #REF! | #REF! | #REF! | #REF! | #REF! | #REF! | #REF! | #REF! | #REF! | #REF! | #REF! | #REF! | #REF! | #REF! | #REF! | #REF! | #REF! | #REF! | #REF! | #REF! | #REF! | #REF! | #REF! | #REF! | #REF! | #REF! | #REF! | #REF! | #REF! | #REF! | #REF! | #REF! | #REF! | #REF! | #REF! | #REF! | #REF! | #REF! | #REF! | #REF! | #REF! | #REF! | #REF! | #REF! | #REF! | #REF! | #REF! | #REF! | #REF! | #REF! | #REF! | #REF! | #REF! | #REF! | #REF! | #REF! | #REF! | #REF! | #REF! | #REF! | #REF! | #REF! | #REF! | #REF! | #REF! | #REF! | #REF! | #REF! | #REF! | #REF! | #REF! | #REF! | #REF! | #REF! | #REF! | #REF! | #REF! | #REF! | #REF! | #REF! | #REF! | #REF! | #REF! | #REF! | #REF! | #REF!
52 | #REF! | [51 empty] | #REF! | #REF! | #REF! | #REF! | #REF! | #REF! | #REF! | #REF! | #REF! | #REF! | #REF! | #REF! | #REF! | #REF! | #REF! | #REF! | #REF! | #REF! | #REF! | #REF! | #REF! | #REF! | #REF! | #REF! | #REF! | #REF! | #REF! | #REF! | #REF! | #REF! | #REF! | #REF! | #REF! | #REF! | #REF! | #REF! | #REF! | #REF! | #REF! | #REF! | #REF! | #REF! | #REF! | #REF! | #REF! | #REF! | #REF! | #REF! | #REF! | #REF! | #REF! | #REF! | #REF! | #REF! | #REF! | #REF! | #REF! | #REF! | #REF! | #REF! | #REF! | #REF! | #REF! | #REF! | #REF! | #REF! | #REF! | #REF! | #REF! | #REF! | #REF! | #REF! | #REF! | #REF! | #REF! | #REF! | #REF! | #REF! | #REF! | #REF! | #REF! | #REF! | #REF! | #REF! | #REF! | #REF! | #REF! | #REF! | #REF! | #REF! | #REF! | #REF! | #REF! | #REF! | #REF! | #REF! | #REF! | #REF! | #REF! | #REF! | #REF! | #REF! | #REF! | #REF! | #REF! | #REF! | #REF! | #REF! | #REF! | #REF! | #REF! | #REF! | #REF! | #REF! | #REF! | #REF! | #REF! | #REF! | #REF! | #REF! | #REF! | #REF! | #REF! | #REF! | #REF! | #REF! | #REF! | #REF! | #REF! | #REF! | #REF! | #REF! | #REF! | #REF! | #REF! | #REF! | #REF! | #REF! | #REF! | #REF! | #REF! | #REF! | #REF! | #REF! | #REF! | #REF! | #REF! | #REF! | #REF! | #REF! | #REF! | #REF! | #REF! | #REF! | #REF! | #REF! | #REF! | #REF! | #REF! | #REF! | #REF! | #REF! | #REF! | #REF! | #REF!
53 | #REF! | [52 empty] | #REF! | #REF! | #REF! | #REF! | #REF! | #REF! | #REF! | #REF! | #REF! | #REF! | #REF! | #REF! | #REF! | #REF! | #REF! | #REF! | #REF! | #REF! | #REF! | #REF! | #REF! | #REF! | #REF! | #REF! | #REF! | #REF! | #REF! | #REF! | #REF! | #REF! | #REF! | #REF! | #REF! | #REF! | #REF! | #REF! | #REF! | #REF! | #REF! | #REF! | #REF! | #REF! | #REF! | #REF! | #REF! | #REF! | #REF! | #REF! | #REF! | #REF! | #REF! | #REF! | #REF! | #REF! | #REF! | #REF! | #REF! | #REF! | #REF! | #REF! | #REF! | #REF! | #REF! | #REF! | #REF! | #REF! | #REF! | #REF! | #REF! | #REF! | #REF! | #REF! | #REF! | #REF! | #REF! | #REF! | #REF! | #REF! | #REF! | #REF! | #REF! | #REF! | #REF! | #REF! | #REF! | #REF! | #REF! | #REF! | #REF! | #REF! | #REF! | #REF! | #REF! | #REF! | #REF! | #REF! | #REF! | #REF! | #REF! | #REF! | #REF! | #REF! | #REF! | #REF! | #REF! | #REF! | #REF! | #REF! | #REF! | #REF! | #REF! | #REF! | #REF! | #REF! | #REF! | #REF! | #REF! | #REF! | #REF! | #REF! | #REF! | #REF! | #REF! | #REF! | #REF! | #REF! | #REF! | #REF! | #REF! | #REF! | #REF! | #REF! | #REF! | #REF! | #REF! | #REF! | #REF! | #REF! | #REF! | #REF! | #REF! | #REF! | #REF! | #REF! | #REF! | #REF! | #REF! | #REF! | #REF! | #REF! | #REF! | #REF! | #REF! | #REF! | #REF! | #REF! | #REF! | #REF! | #REF! | #REF! | #REF! | #REF! | #REF! | #REF!
54 | #REF! | [53 empty] | #REF! | #REF! | #REF! | #REF! | #REF! | #REF! | #REF! | #REF! | #REF! | #REF! | #REF! | #REF! | #REF! | #REF! | #REF! | #REF! | #REF! | #REF! | #REF! | #REF! | #REF! | #REF! | #REF! | #REF! | #REF! | #REF! | #REF! | #REF! | #REF! | #REF! | #REF! | #REF! | #REF! | #REF! | #REF! | #REF! | #REF! | #REF! | #REF! | #REF! | #REF! | #REF! | #REF! | #REF! | #REF! | #REF! | #REF! | #REF! | #REF! | #REF! | #REF! | #REF! | #REF! | #REF! | #REF! | #REF! | #REF! | #REF! | #REF! | #REF! | #REF! | #REF! | #REF! | #REF! | #REF! | #REF! | #REF! | #REF! | #REF! | #REF! | #REF! | #REF! | #REF! | #REF! | #REF! | #REF! | #REF! | #REF! | #REF! | #REF! | #REF! | #REF! | #REF! | #REF! | #REF! | #REF! | #REF! | #REF! | #REF! | #REF! | #REF! | #REF! | #REF! | #REF! | #REF! | #REF! | #REF! | #REF! | #REF! | #REF! | #REF! | #REF! | #REF! | #REF! | #REF! | #REF! | #REF! | #REF! | #REF! | #REF! | #REF! | #REF! | #REF! | #REF! | #REF! | #REF! | #REF! | #REF! | #REF! | #REF! | #REF! | #REF! | #REF! | #REF! | #REF! | #REF! | #REF! | #REF! | #REF! | #REF! | #REF! | #REF! | #REF! | #REF! | #REF! | #REF! | #REF! | #REF! | #REF! | #REF! | #REF! | #REF! | #REF! | #REF! | #REF! | #REF! | #REF! | #REF! | #REF! | #REF! | #REF! | #REF! | #REF! | #REF! | #REF! | #REF! | #REF! | #REF! | #REF! | #REF! | #REF! | #REF! | #REF!
55 | #REF! | [54 empty] | #REF! | #REF! | #REF! | #REF! | #REF! | #REF! | #REF! | #REF! | #REF! | #REF! | #REF! | #REF! | #REF! | #REF! | #REF! | #REF! | #REF! | #REF! | #REF! | #REF! | #REF! | #REF! | #REF! | #REF! | #REF! | #REF! | #REF! | #REF! | #REF! | #REF! | #REF! | #REF! | #REF! | #REF! | #REF! | #REF! | #REF! | #REF! | #REF! | #REF! | #REF! | #REF! | #REF! | #REF! | #REF! | #REF! | #REF! | #REF! | #REF! | #REF! | #REF! | #REF! | #REF! | #REF! | #REF! | #REF! | #REF! | #REF! | #REF! | #REF! | #REF! | #REF! | #REF! | #REF! | #REF! | #REF! | #REF! | #REF! | #REF! | #REF! | #REF! | #REF! | #REF! | #REF! | #REF! | #REF! | #REF! | #REF! | #REF! | #REF! | #REF! | #REF! | #REF! | #REF! | #REF! | #REF! | #REF! | #REF! | #REF! | #REF! | #REF! | #REF! | #REF! | #REF! | #REF! | #REF! | #REF! | #REF! | #REF! | #REF! | #REF! | #REF! | #REF! | #REF! | #REF! | #REF! | #REF! | #REF! | #REF! | #REF! | #REF! | #REF! | #REF! | #REF! | #REF! | #REF! | #REF! | #REF! | #REF! | #REF! | #REF! | #REF! | #REF! | #REF! | #REF! | #REF! | #REF! | #REF! | #REF! | #REF! | #REF! | #REF! | #REF! | #REF! | #REF! | #REF! | #REF! | #REF! | #REF! | #REF! | #REF! | #REF! | #REF! | #REF! | #REF! | #REF! | #REF! | #REF! | #REF! | #REF! | #REF! | #REF! | #REF! | #REF! | #REF! | #REF! | #REF! | #REF! | #REF! | #REF! | #REF! | #REF!
56 | #REF! | [55 empty] | #REF! | #REF! | #REF! | #REF! | #REF! | #REF! | #REF! | #REF! | #REF! | #REF! | #REF! | #REF! | #REF! | #REF! | #REF! | #REF! | #REF! | #REF! | #REF! | #REF! | #REF! | #REF! | #REF! | #REF! | #REF! | #REF! | #REF! | #REF! | #REF! | #REF! | #REF! | #REF! | #REF! | #REF! | #REF! | #REF! | #REF! | #REF! | #REF! | #REF! | #REF! | #REF! | #REF! | #REF! | #REF! | #REF! | #REF! | #REF! | #REF! | #REF! | #REF! | #REF! | #REF! | #REF! | #REF! | #REF! | #REF! | #REF! | #REF! | #REF! | #REF! | #REF! | #REF! | #REF! | #REF! | #REF! | #REF! | #REF! | #REF! | #REF! | #REF! | #REF! | #REF! | #REF! | #REF! | #REF! | #REF! | #REF! | #REF! | #REF! | #REF! | #REF! | #REF! | #REF! | #REF! | #REF! | #REF! | #REF! | #REF! | #REF! | #REF! | #REF! | #REF! | #REF! | #REF! | #REF! | #REF! | #REF! | #REF! | #REF! | #REF! | #REF! | #REF! | #REF! | #REF! | #REF! | #REF! | #REF! | #REF! | #REF! | #REF! | #REF! | #REF! | #REF! | #REF! | #REF! | #REF! | #REF! | #REF! | #REF! | #REF! | #REF! | #REF! | #REF! | #REF! | #REF! | #REF! | #REF! | #REF! | #REF! | #REF! | #REF! | #REF! | #REF! | #REF! | #REF! | #REF! | #REF! | #REF! | #REF! | #REF! | #REF! | #REF! | #REF! | #REF! | #REF! | #REF! | #REF! | #REF! | #REF! | #REF! | #REF! | #REF! | #REF! | #REF! | #REF! | #REF! | #REF! | #REF! | #REF! | #REF!
57 | #REF! | [56 empty] | #REF! | #REF! | #REF! | #REF! | #REF! | #REF! | #REF! | #REF! | #REF! | #REF! | #REF! | #REF! | #REF! | #REF! | #REF! | #REF! | #REF! | #REF! | #REF! | #REF! | #REF! | #REF! | #REF! | #REF! | #REF! | #REF! | #REF! | #REF! | #REF! | #REF! | #REF! | #REF! | #REF! | #REF! | #REF! | #REF! | #REF! | #REF! | #REF! | #REF! | #REF! | #REF! | #REF! | #REF! | #REF! | #REF! | #REF! | #REF! | #REF! | #REF! | #REF! | #REF! | #REF! | #REF! | #REF! | #REF! | #REF! | #REF! | #REF! | #REF! | #REF! | #REF! | #REF! | #REF! | #REF! | #REF! | #REF! | #REF! | #REF! | #REF! | #REF! | #REF! | #REF! | #REF! | #REF! | #REF! | #REF! | #REF! | #REF! | #REF! | #REF! | #REF! | #REF! | #REF! | #REF! | #REF! | #REF! | #REF! | #REF! | #REF! | #REF! | #REF! | #REF! | #REF! | #REF! | #REF! | #REF! | #REF! | #REF! | #REF! | #REF! | #REF! | #REF! | #REF! | #REF! | #REF! | #REF! | #REF! | #REF! | #REF! | #REF! | #REF! | #REF! | #REF! | #REF! | #REF! | #REF! | #REF! | #REF! | #REF! | #REF! | #REF! | #REF! | #REF! | #REF! | #REF! | #REF! | #REF! | #REF! | #REF! | #REF! | #REF! | #REF! | #REF! | #REF! | #REF! | #REF! | #REF! | #REF! | #REF! | #REF! | #REF! | #REF! | #REF! | #REF! | #REF! | #REF! | #REF! | #REF! | #REF! | #REF! | #REF! | #REF! | #REF! | #REF! | #REF! | #REF! | #REF! | #REF! | #REF!
58 | #REF! | [57 empty] | #REF! | #REF! | #REF! | #REF! | #REF! | #REF! | #REF! | #REF! | #REF! | #REF! | #REF! | #REF! | #REF! | #REF! | #REF! | #REF! | #REF! | #REF! | #REF! | #REF! | #REF! | #REF! | #REF! | #REF! | #REF! | #REF! | #REF! | #REF! | #REF! | #REF! | #REF! | #REF! | #REF! | #REF! | #REF! | #REF! | #REF! | #REF! | #REF! | #REF! | #REF! | #REF! | #REF! | #REF! | #REF! | #REF! | #REF! | #REF! | #REF! | #REF! | #REF! | #REF! | #REF! | #REF! | #REF! | #REF! | #REF! | #REF! | #REF! | #REF! | #REF! | #REF! | #REF! | #REF! | #REF! | #REF! | #REF! | #REF! | #REF! | #REF! | #REF! | #REF! | #REF! | #REF! | #REF! | #REF! | #REF! | #REF! | #REF! | #REF! | #REF! | #REF! | #REF! | #REF! | #REF! | #REF! | #REF! | #REF! | #REF! | #REF! | #REF! | #REF! | #REF! | #REF! | #REF! | #REF! | #REF! | #REF! | #REF! | #REF! | #REF! | #REF! | #REF! | #REF! | #REF! | #REF! | #REF! | #REF! | #REF! | #REF! | #REF! | #REF! | #REF! | #REF! | #REF! | #REF! | #REF! | #REF! | #REF! | #REF! | #REF! | #REF! | #REF! | #REF! | #REF! | #REF! | #REF! | #REF! | #REF! | #REF! | #REF! | #REF! | #REF! | #REF! | #REF! | #REF! | #REF! | #REF! | #REF! | #REF! | #REF! | #REF! | #REF! | #REF! | #REF! | #REF! | #REF! | #REF! | #REF! | #REF! | #REF! | #REF! | #REF! | #REF! | #REF! | #REF! | #REF! | #REF! | #REF!
59 | #REF! | [58 empty] | #REF! | #REF! | #REF! | #REF! | #REF! | #REF! | #REF! | #REF! | #REF! | #REF! | #REF! | #REF! | #REF! | #REF! | #REF! | #REF! | #REF! | #REF! | #REF! | #REF! | #REF! | #REF! | #REF! | #REF! | #REF! | #REF! | #REF! | #REF! | #REF! | #REF! | #REF! | #REF! | #REF! | #REF! | #REF! | #REF! | #REF! | #REF! | #REF! | #REF! | #REF! | #REF! | #REF! | #REF! | #REF! | #REF! | #REF! | #REF! | #REF! | #REF! | #REF! | #REF! | #REF! | #REF! | #REF! | #REF! | #REF! | #REF! | #REF! | #REF! | #REF! | #REF! | #REF! | #REF! | #REF! | #REF! | #REF! | #REF! | #REF! | #REF! | #REF! | #REF! | #REF! | #REF! | #REF! | #REF! | #REF! | #REF! | #REF! | #REF! | #REF! | #REF! | #REF! | #REF! | #REF! | #REF! | #REF! | #REF! | #REF! | #REF! | #REF! | #REF! | #REF! | #REF! | #REF! | #REF! | #REF! | #REF! | #REF! | #REF! | #REF! | #REF! | #REF! | #REF! | #REF! | #REF! | #REF! | #REF! | #REF! | #REF! | #REF! | #REF! | #REF! | #REF! | #REF! | #REF! | #REF! | #REF! | #REF! | #REF! | #REF! | #REF! | #REF! | #REF! | #REF! | #REF! | #REF! | #REF! | #REF! | #REF! | #REF! | #REF! | #REF! | #REF! | #REF! | #REF! | #REF! | #REF! | #REF! | #REF! | #REF! | #REF! | #REF! | #REF! | #REF! | #REF! | #REF! | #REF! | #REF! | #REF! | #REF! | #REF! | #REF! | #REF! | #REF! | #REF! | #REF! | #REF!
60 | #REF! | [59 empty] | #REF! | #REF! | #REF! | #REF! | #REF! | #REF! | #REF! | #REF! | #REF! | #REF! | #REF! | #REF! | #REF! | #REF! | #REF! | #REF! | #REF! | #REF! | #REF! | #REF! | #REF! | #REF! | #REF! | #REF! | #REF! | #REF! | #REF! | #REF! | #REF! | #REF! | #REF! | #REF! | #REF! | #REF! | #REF! | #REF! | #REF! | #REF! | #REF! | #REF! | #REF! | #REF! | #REF! | #REF! | #REF! | #REF! | #REF! | #REF! | #REF! | #REF! | #REF! | #REF! | #REF! | #REF! | #REF! | #REF! | #REF! | #REF! | #REF! | #REF! | #REF! | #REF! | #REF! | #REF! | #REF! | #REF! | #REF! | #REF! | #REF! | #REF! | #REF! | #REF! | #REF! | #REF! | #REF! | #REF! | #REF! | #REF! | #REF! | #REF! | #REF! | #REF! | #REF! | #REF! | #REF! | #REF! | #REF! | #REF! | #REF! | #REF! | #REF! | #REF! | #REF! | #REF! | #REF! | #REF! | #REF! | #REF! | #REF! | #REF! | #REF! | #REF! | #REF! | #REF! | #REF! | #REF! | #REF! | #REF! | #REF! | #REF! | #REF! | #REF! | #REF! | #REF! | #REF! | #REF! | #REF! | #REF! | #REF! | #REF! | #REF! | #REF! | #REF! | #REF! | #REF! | #REF! | #REF! | #REF! | #REF! | #REF! | #REF! | #REF! | #REF! | #REF! | #REF! | #REF! | #REF! | #REF! | #REF! | #REF! | #REF! | #REF! | #REF! | #REF! | #REF! | #REF! | #REF! | #REF! | #REF! | #REF! | #REF! | #REF! | #REF! | #REF! | #REF! | #REF! | #REF!
61 | #REF! | [60 empty] | #REF! | #REF! | #REF! | #REF! | #REF! | #REF! | #REF! | #REF! | #REF! | #REF! | #REF! | #REF! | #REF! | #REF! | #REF! | #REF! | #REF! | #REF! | #REF! | #REF! | #REF! | #REF! | #REF! | #REF! | #REF! | #REF! | #REF! | #REF! | #REF! | #REF! | #REF! | #REF! | #REF! | #REF! | #REF! | #REF! | #REF! | #REF! | #REF! | #REF! | #REF! | #REF! | #REF! | #REF! | #REF! | #REF! | #REF! | #REF! | #REF! | #REF! | #REF! | #REF! | #REF! | #REF! | #REF! | #REF! | #REF! | #REF! | #REF! | #REF! | #REF! | #REF! | #REF! | #REF! | #REF! | #REF! | #REF! | #REF! | #REF! | #REF! | #REF! | #REF! | #REF! | #REF! | #REF! | #REF! | #REF! | #REF! | #REF! | #REF! | #REF! | #REF! | #REF! | #REF! | #REF! | #REF! | #REF! | #REF! | #REF! | #REF! | #REF! | #REF! | #REF! | #REF! | #REF! | #REF! | #REF! | #REF! | #REF! | #REF! | #REF! | #REF! | #REF! | #REF! | #REF! | #REF! | #REF! | #REF! | #REF! | #REF! | #REF! | #REF! | #REF! | #REF! | #REF! | #REF! | #REF! | #REF! | #REF! | #REF! | #REF! | #REF! | #REF! | #REF! | #REF! | #REF! | #REF! | #REF! | #REF! | #REF! | #REF! | #REF! | #REF! | #REF! | #REF! | #REF! | #REF! | #REF! | #REF! | #REF! | #REF! | #REF! | #REF! | #REF! | #REF! | #REF! | #REF! | #REF! | #REF! | #REF! | #REF! | #REF! | #REF! | #REF! | #REF! | #REF!
62 | #REF! | [61 empty] | #REF! | #REF! | #REF! | #REF! | #REF! | #REF! | #REF! | #REF! | #REF! | #REF! | #REF! | #REF! | #REF! | #REF! | #REF! | #REF! | #REF! | #REF! | #REF! | #REF! | #REF! | #REF! | #REF! | #REF! | #REF! | #REF! | #REF! | #REF! | #REF! | #REF! | #REF! | #REF! | #REF! | #REF! | #REF! | #REF! | #REF! | #REF! | #REF! | #REF! | #REF! | #REF! | #REF! | #REF! | #REF! | #REF! | #REF! | #REF! | #REF! | #REF! | #REF! | #REF! | #REF! | #REF! | #REF! | #REF! | #REF! | #REF! | #REF! | #REF! | #REF! | #REF! | #REF! | #REF! | #REF! | #REF! | #REF! | #REF! | #REF! | #REF! | #REF! | #REF! | #REF! | #REF! | #REF! | #REF! | #REF! | #REF! | #REF! | #REF! | #REF! | #REF! | #REF! | #REF! | #REF! | #REF! | #REF! | #REF! | #REF! | #REF! | #REF! | #REF! | #REF! | #REF! | #REF! | #REF! | #REF! | #REF! | #REF! | #REF! | #REF! | #REF! | #REF! | #REF! | #REF! | #REF! | #REF! | #REF! | #REF! | #REF! | #REF! | #REF! | #REF! | #REF! | #REF! | #REF! | #REF! | #REF! | #REF! | #REF! | #REF! | #REF! | #REF! | #REF! | #REF! | #REF! | #REF! | #REF! | #REF! | #REF! | #REF! | #REF! | #REF! | #REF! | #REF! | #REF! | #REF! | #REF! | #REF! | #REF! | #REF! | #REF! | #REF! | #REF! | #REF! | #REF! | #REF! | #REF! | #REF! | #REF! | #REF! | #REF! | #REF! | #REF! | #REF!
63 | #REF! | [62 empty] | #REF! | #REF! | #REF! | #REF! | #REF! | #REF! | #REF! | #REF! | #REF! | #REF! | #REF! | #REF! | #REF! | #REF! | #REF! | #REF! | #REF! | #REF! | #REF! | #REF! | #REF! | #REF! | #REF! | #REF! | #REF! | #REF! | #REF! | #REF! | #REF! | #REF! | #REF! | #REF! | #REF! | #REF! | #REF! | #REF! | #REF! | #REF! | #REF! | #REF! | #REF! | #REF! | #REF! | #REF! | #REF! | #REF! | #REF! | #REF! | #REF! | #REF! | #REF! | #REF! | #REF! | #REF! | #REF! | #REF! | #REF! | #REF! | #REF! | #REF! | #REF! | #REF! | #REF! | #REF! | #REF! | #REF! | #REF! | #REF! | #REF! | #REF! | #REF! | #REF! | #REF! | #REF! | #REF! | #REF! | #REF! | #REF! | #REF! | #REF! | #REF! | #REF! | #REF! | #REF! | #REF! | #REF! | #REF! | #REF! | #REF! | #REF! | #REF! | #REF! | #REF! | #REF! | #REF! | #REF! | #REF! | #REF! | #REF! | #REF! | #REF! | #REF! | #REF! | #REF! | #REF! | #REF! | #REF! | #REF! | #REF! | #REF! | #REF! | #REF! | #REF! | #REF! | #REF! | #REF! | #REF! | #REF! | #REF! | #REF! | #REF! | #REF! | #REF! | #REF! | #REF! | #REF! | #REF! | #REF! | #REF! | #REF! | #REF! | #REF! | #REF! | #REF! | #REF! | #REF! | #REF! | #REF! | #REF! | #REF! | #REF! | #REF! | #REF! | #REF! | #REF! | #REF! | #REF! | #REF! | #REF! | #REF! | #REF! | #REF! | #REF! | #REF!
64 | #REF! | [63 empty] | #REF! | #REF! | #REF! | #REF! | #REF! | #REF! | #REF! | #REF! | #REF! | #REF! | #REF! | #REF! | #REF! | #REF! | #REF! | #REF! | #REF! | #REF! | #REF! | #REF! | #REF! | #REF! | #REF! | #REF! | #REF! | #REF! | #REF! | #REF! | #REF! | #REF! | #REF! | #REF! | #REF! | #REF! | #REF! | #REF! | #REF! | #REF! | #REF! | #REF! | #REF! | #REF! | #REF! | #REF! | #REF! | #REF! | #REF! | #REF! | #REF! | #REF! | #REF! | #REF! | #REF! | #REF! | #REF! | #REF! | #REF! | #REF! | #REF! | #REF! | #REF! | #REF! | #REF! | #REF! | #REF! | #REF! | #REF! | #REF! | #REF! | #REF! | #REF! | #REF! | #REF! | #REF! | #REF! | #REF! | #REF! | #REF! | #REF! | #REF! | #REF! | #REF! | #REF! | #REF! | #REF! | #REF! | #REF! | #REF! | #REF! | #REF! | #REF! | #REF! | #REF! | #REF! | #REF! | #REF! | #REF! | #REF! | #REF! | #REF! | #REF! | #REF! | #REF! | #REF! | #REF! | #REF! | #REF! | #REF! | #REF! | #REF! | #REF! | #REF! | #REF! | #REF! | #REF! | #REF! | #REF! | #REF! | #REF! | #REF! | #REF! | #REF! | #REF! | #REF! | #REF! | #REF! | #REF! | #REF! | #REF! | #REF! | #REF! | #REF! | #REF! | #REF! | #REF! | #REF! | #REF! | #REF! | #REF! | #REF! | #REF! | #REF! | #REF! | #REF! | #REF! | #REF! | #REF! | #REF! | #REF! | #REF! | #REF! | #REF! | #REF!
65 | #REF! | [64 empty] | #REF! | #REF! | #REF! | #REF! | #REF! | #REF! | #REF! | #REF! | #REF! | #REF! | #REF! | #REF! | #REF! | #REF! | #REF! | #REF! | #REF! | #REF! | #REF! | #REF! | #REF! | #REF! | #REF! | #REF! | #REF! | #REF! | #REF! | #REF! | #REF! | #REF! | #REF! | #REF! | #REF! | #REF! | #REF! | #REF! | #REF! | #REF! | #REF! | #REF! | #REF! | #REF! | #REF! | #REF! | #REF! | #REF! | #REF! | #REF! | #REF! | #REF! | #REF! | #REF! | #REF! | #REF! | #REF! | #REF! | #REF! | #REF! | #REF! | #REF! | #REF! | #REF! | #REF! | #REF! | #REF! | #REF! | #REF! | #REF! | #REF! | #REF! | #REF! | #REF! | #REF! | #REF! | #REF! | #REF! | #REF! | #REF! | #REF! | #REF! | #REF! | #REF! | #REF! | #REF! | #REF! | #REF! | #REF! | #REF! | #REF! | #REF! | #REF! | #REF! | #REF! | #REF! | #REF! | #REF! | #REF! | #REF! | #REF! | #REF! | #REF! | #REF! | #REF! | #REF! | #REF! | #REF! | #REF! | #REF! | #REF! | #REF! | #REF! | #REF! | #REF! | #REF! | #REF! | #REF! | #REF! | #REF! | #REF! | #REF! | #REF! | #REF! | #REF! | #REF! | #REF! | #REF! | #REF! | #REF! | #REF! | #REF! | #REF! | #REF! | #REF! | #REF! | #REF! | #REF! | #REF! | #REF! | #REF! | #REF! | #REF! | #REF! | #REF! | #REF! | #REF! | #REF! | #REF! | #REF! | #REF! | #REF! | #REF! | #REF!
66 | #REF! | [65 empty] | #REF! | #REF! | #REF! | #REF! | #REF! | #REF! | #REF! | #REF! | #REF! | #REF! | #REF! | #REF! | #REF! | #REF! | #REF! | #REF! | #REF! | #REF! | #REF! | #REF! | #REF! | #REF! | #REF! | #REF! | #REF! | #REF! | #REF! | #REF! | #REF! | #REF! | #REF! | #REF! | #REF! | #REF! | #REF! | #REF! | #REF! | #REF! | #REF! | #REF! | #REF! | #REF! | #REF! | #REF! | #REF! | #REF! | #REF! | #REF! | #REF! | #REF! | #REF! | #REF! | #REF! | #REF! | #REF! | #REF! | #REF! | #REF! | #REF! | #REF! | #REF! | #REF! | #REF! | #REF! | #REF! | #REF! | #REF! | #REF! | #REF! | #REF! | #REF! | #REF! | #REF! | #REF! | #REF! | #REF! | #REF! | #REF! | #REF! | #REF! | #REF! | #REF! | #REF! | #REF! | #REF! | #REF! | #REF! | #REF! | #REF! | #REF! | #REF! | #REF! | #REF! | #REF! | #REF! | #REF! | #REF! | #REF! | #REF! | #REF! | #REF! | #REF! | #REF! | #REF! | #REF! | #REF! | #REF! | #REF! | #REF! | #REF! | #REF! | #REF! | #REF! | #REF! | #REF! | #REF! | #REF! | #REF! | #REF! | #REF! | #REF! | #REF! | #REF! | #REF! | #REF! | #REF! | #REF! | #REF! | #REF! | #REF! | #REF! | #REF! | #REF! | #REF! | #REF! | #REF! | #REF! | #REF! | #REF! | #REF! | #REF! | #REF! | #REF! | #REF! | #REF! | #REF! | #REF! | #REF! | #REF! | #REF! | #REF!
67 | #REF! | [66 empty] | #REF! | #REF! | #REF! | #REF! | #REF! | #REF! | #REF! | #REF! | #REF! | #REF! | #REF! | #REF! | #REF! | #REF! | #REF! | #REF! | #REF! | #REF! | #REF! | #REF! | #REF! | #REF! | #REF! | #REF! | #REF! | #REF! | #REF! | #REF! | #REF! | #REF! | #REF! | #REF! | #REF! | #REF! | #REF! | #REF! | #REF! | #REF! | #REF! | #REF! | #REF! | #REF! | #REF! | #REF! | #REF! | #REF! | #REF! | #REF! | #REF! | #REF! | #REF! | #REF! | #REF! | #REF! | #REF! | #REF! | #REF! | #REF! | #REF! | #REF! | #REF! | #REF! | #REF! | #REF! | #REF! | #REF! | #REF! | #REF! | #REF! | #REF! | #REF! | #REF! | #REF! | #REF! | #REF! | #REF! | #REF! | #REF! | #REF! | #REF! | #REF! | #REF! | #REF! | #REF! | #REF! | #REF! | #REF! | #REF! | #REF! | #REF! | #REF! | #REF! | #REF! | #REF! | #REF! | #REF! | #REF! | #REF! | #REF! | #REF! | #REF! | #REF! | #REF! | #REF! | #REF! | #REF! | #REF! | #REF! | #REF! | #REF! | #REF! | #REF! | #REF! | #REF! | #REF! | #REF! | #REF! | #REF! | #REF! | #REF! | #REF! | #REF! | #REF! | #REF! | #REF! | #REF! | #REF! | #REF! | #REF! | #REF! | #REF! | #REF! | #REF! | #REF! | #REF! | #REF! | #REF! | #REF! | #REF! | #REF! | #REF! | #REF! | #REF! | #REF! | #REF! | #REF! | #REF! | #REF! | #REF! | #REF!
68 | #REF! | [67 empty] | #REF! | #REF! | #REF! | #REF! | #REF! | #REF! | #REF! | #REF! | #REF! | #REF! | #REF! | #REF! | #REF! | #REF! | #REF! | #REF! | #REF! | #REF! | #REF! | #REF! | #REF! | #REF! | #REF! | #REF! | #REF! | #REF! | #REF! | #REF! | #REF! | #REF! | #REF! | #REF! | #REF! | #REF! | #REF! | #REF! | #REF! | #REF! | #REF! | #REF! | #REF! | #REF! | #REF! | #REF! | #REF! | #REF! | #REF! | #REF! | #REF! | #REF! | #REF! | #REF! | #REF! | #REF! | #REF! | #REF! | #REF! | #REF! | #REF! | #REF! | #REF! | #REF! | #REF! | #REF! | #REF! | #REF! | #REF! | #REF! | #REF! | #REF! | #REF! | #REF! | #REF! | #REF! | #REF! | #REF! | #REF! | #REF! | #REF! | #REF! | #REF! | #REF! | #REF! | #REF! | #REF! | #REF! | #REF! | #REF! | #REF! | #REF! | #REF! | #REF! | #REF! | #REF! | #REF! | #REF! | #REF! | #REF! | #REF! | #REF! | #REF! | #REF! | #REF! | #REF! | #REF! | #REF! | #REF! | #REF! | #REF! | #REF! | #REF! | #REF! | #REF! | #REF! | #REF! | #REF! | #REF! | #REF! | #REF! | #REF! | #REF! | #REF! | #REF! | #REF! | #REF! | #REF! | #REF! | #REF! | #REF! | #REF! | #REF! | #REF! | #REF! | #REF! | #REF! | #REF! | #REF! | #REF! | #REF! | #REF! | #REF! | #REF! | #REF! | #REF! | #REF! | #REF! | #REF! | #REF! | #REF!
69 | #REF! | [68 empty] | #REF! | #REF! | #REF! | #REF! | #REF! | #REF! | #REF! | #REF! | #REF! | #REF! | #REF! | #REF! | #REF! | #REF! | #REF! | #REF! | #REF! | #REF! | #REF! | #REF! | #REF! | #REF! | #REF! | #REF! | #REF! | #REF! | #REF! | #REF! | #REF! | #REF! | #REF! | #REF! | #REF! | #REF! | #REF! | #REF! | #REF! | #REF! | #REF! | #REF! | #REF! | #REF! | #REF! | #REF! | #REF! | #REF! | #REF! | #REF! | #REF! | #REF! | #REF! | #REF! | #REF! | #REF! | #REF! | #REF! | #REF! | #REF! | #REF! | #REF! | #REF! | #REF! | #REF! | #REF! | #REF! | #REF! | #REF! | #REF! | #REF! | #REF! | #REF! | #REF! | #REF! | #REF! | #REF! | #REF! | #REF! | #REF! | #REF! | #REF! | #REF! | #REF! | #REF! | #REF! | #REF! | #REF! | #REF! | #REF! | #REF! | #REF! | #REF! | #REF! | #REF! | #REF! | #REF! | #REF! | #REF! | #REF! | #REF! | #REF! | #REF! | #REF! | #REF! | #REF! | #REF! | #REF! | #REF! | #REF! | #REF! | #REF! | #REF! | #REF! | #REF! | #REF! | #REF! | #REF! | #REF! | #REF! | #REF! | #REF! | #REF! | #REF! | #REF! | #REF! | #REF! | #REF! | #REF! | #REF! | #REF! | #REF! | #REF! | #REF! | #REF! | #REF! | #REF! | #REF! | #REF! | #REF! | #REF! | #REF! | #REF! | #REF! | #REF! | #REF! | #REF! | #REF! | #REF! | #REF!
70 | #REF! | [69 empty] | #REF! | #REF! | #REF! | #REF! | #REF! | #REF! | #REF! | #REF! | #REF! | #REF! | #REF! | #REF! | #REF! | #REF! | #REF! | #REF! | #REF! | #REF! | #REF! | #REF! | #REF! | #REF! | #REF! | #REF! | #REF! | #REF! | #REF! | #REF! | #REF! | #REF! | #REF! | #REF! | #REF! | #REF! | #REF! | #REF! | #REF! | #REF! | #REF! | #REF! | #REF! | #REF! | #REF! | #REF! | #REF! | #REF! | #REF! | #REF! | #REF! | #REF! | #REF! | #REF! | #REF! | #REF! | #REF! | #REF! | #REF! | #REF! | #REF! | #REF! | #REF! | #REF! | #REF! | #REF! | #REF! | #REF! | #REF! | #REF! | #REF! | #REF! | #REF! | #REF! | #REF! | #REF! | #REF! | #REF! | #REF! | #REF! | #REF! | #REF! | #REF! | #REF! | #REF! | #REF! | #REF! | #REF! | #REF! | #REF! | #REF! | #REF! | #REF! | #REF! | #REF! | #REF! | #REF! | #REF! | #REF! | #REF! | #REF! | #REF! | #REF! | #REF! | #REF! | #REF! | #REF! | #REF! | #REF! | #REF! | #REF! | #REF! | #REF! | #REF! | #REF! | #REF! | #REF! | #REF! | #REF! | #REF! | #REF! | #REF! | #REF! | #REF! | #REF! | #REF! | #REF! | #REF! | #REF! | #REF! | #REF! | #REF! | #REF! | #REF! | #REF! | #REF! | #REF! | #REF! | #REF! | #REF! | #REF! | #REF! | #REF! | #REF! | #REF! | #REF! | #REF! | #REF! | #REF!
71 | #REF! | [70 empty] | #REF! | #REF! | #REF! | #REF! | #REF! | #REF! | #REF! | #REF! | #REF! | #REF! | #REF! | #REF! | #REF! | #REF! | #REF! | #REF! | #REF! | #REF! | #REF! | #REF! | #REF! | #REF! | #REF! | #REF! | #REF! | #REF! | #REF! | #REF! | #REF! | #REF! | #REF! | #REF! | #REF! | #REF! | #REF! | #REF! | #REF! | #REF! | #REF! | #REF! | #REF! | #REF! | #REF! | #REF! | #REF! | #REF! | #REF! | #REF! | #REF! | #REF! | #REF! | #REF! | #REF! | #REF! | #REF! | #REF! | #REF! | #REF! | #REF! | #REF! | #REF! | #REF! | #REF! | #REF! | #REF! | #REF! | #REF! | #REF! | #REF! | #REF! | #REF! | #REF! | #REF! | #REF! | #REF! | #REF! | #REF! | #REF! | #REF! | #REF! | #REF! | #REF! | #REF! | #REF! | #REF! | #REF! | #REF! | #REF! | #REF! | #REF! | #REF! | #REF! | #REF! | #REF! | #REF! | #REF! | #REF! | #REF! | #REF! | #REF! | #REF! | #REF! | #REF! | #REF! | #REF! | #REF! | #REF! | #REF! | #REF! | #REF! | #REF! | #REF! | #REF! | #REF! | #REF! | #REF! | #REF! | #REF! | #REF! | #REF! | #REF! | #REF! | #REF! | #REF! | #REF! | #REF! | #REF! | #REF! | #REF! | #REF! | #REF! | #REF! | #REF! | #REF! | #REF! | #REF! | #REF! | #REF! | #REF! | #REF! | #REF! | #REF! | #REF! | #REF! | #REF! | #REF!
72 | #REF! | [71 empty] | #REF! | #REF! | #REF! | #REF! | #REF! | #REF! | #REF! | #REF! | #REF! | #REF! | #REF! | #REF! | #REF! | #REF! | #REF! | #REF! | #REF! | #REF! | #REF! | #REF! | #REF! | #REF! | #REF! | #REF! | #REF! | #REF! | #REF! | #REF! | #REF! | #REF! | #REF! | #REF! | #REF! | #REF! | #REF! | #REF! | #REF! | #REF! | #REF! | #REF! | #REF! | #REF! | #REF! | #REF! | #REF! | #REF! | #REF! | #REF! | #REF! | #REF! | #REF! | #REF! | #REF! | #REF! | #REF! | #REF! | #REF! | #REF! | #REF! | #REF! | #REF! | #REF! | #REF! | #REF! | #REF! | #REF! | #REF! | #REF! | #REF! | #REF! | #REF! | #REF! | #REF! | #REF! | #REF! | #REF! | #REF! | #REF! | #REF! | #REF! | #REF! | #REF! | #REF! | #REF! | #REF! | #REF! | #REF! | #REF! | #REF! | #REF! | #REF! | #REF! | #REF! | #REF! | #REF! | #REF! | #REF! | #REF! | #REF! | #REF! | #REF! | #REF! | #REF! | #REF! | #REF! | #REF! | #REF! | #REF! | #REF! | #REF! | #REF! | #REF! | #REF! | #REF! | #REF! | #REF! | #REF! | #REF! | #REF! | #REF! | #REF! | #REF! | #REF! | #REF! | #REF! | #REF! | #REF! | #REF! | #REF! | #REF! | #REF! | #REF! | #REF! | #REF! | #REF! | #REF! | #REF! | #REF! | #REF! | #REF! | #REF! | #REF! | #REF! | #REF! | #REF!
73 | #REF! | [72 empty] | #REF! | #REF! | #REF! | #REF! | #REF! | #REF! | #REF! | #REF! | #REF! | #REF! | #REF! | #REF! | #REF! | #REF! | #REF! | #REF! | #REF! | #REF! | #REF! | #REF! | #REF! | #REF! | #REF! | #REF! | #REF! | #REF! | #REF! | #REF! | #REF! | #REF! | #REF! | #REF! | #REF! | #REF! | #REF! | #REF! | #REF! | #REF! | #REF! | #REF! | #REF! | #REF! | #REF! | #REF! | #REF! | #REF! | #REF! | #REF! | #REF! | #REF! | #REF! | #REF! | #REF! | #REF! | #REF! | #REF! | #REF! | #REF! | #REF! | #REF! | #REF! | #REF! | #REF! | #REF! | #REF! | #REF! | #REF! | #REF! | #REF! | #REF! | #REF! | #REF! | #REF! | #REF! | #REF! | #REF! | #REF! | #REF! | #REF! | #REF! | #REF! | #REF! | #REF! | #REF! | #REF! | #REF! | #REF! | #REF! | #REF! | #REF! | #REF! | #REF! | #REF! | #REF! | #REF! | #REF! | #REF! | #REF! | #REF! | #REF! | #REF! | #REF! | #REF! | #REF! | #REF! | #REF! | #REF! | #REF! | #REF! | #REF! | #REF! | #REF! | #REF! | #REF! | #REF! | #REF! | #REF! | #REF! | #REF! | #REF! | #REF! | #REF! | #REF! | #REF! | #REF! | #REF! | #REF! | #REF! | #REF! | #REF! | #REF! | #REF! | #REF! | #REF! | #REF! | #REF! | #REF! | #REF! | #REF! | #REF! | #REF! | #REF! | #REF! | #REF!
74 | #REF! | [73 empty] | #REF! | #REF! | #REF! | #REF! | #REF! | #REF! | #REF! | #REF! | #REF! | #REF! | #REF! | #REF! | #REF! | #REF! | #REF! | #REF! | #REF! | #REF! | #REF! | #REF! | #REF! | #REF! | #REF! | #REF! | #REF! | #REF! | #REF! | #REF! | #REF! | #REF! | #REF! | #REF! | #REF! | #REF! | #REF! | #REF! | #REF! | #REF! | #REF! | #REF! | #REF! | #REF! | #REF! | #REF! | #REF! | #REF! | #REF! | #REF! | #REF! | #REF! | #REF! | #REF! | #REF! | #REF! | #REF! | #REF! | #REF! | #REF! | #REF! | #REF! | #REF! | #REF! | #REF! | #REF! | #REF! | #REF! | #REF! | #REF! | #REF! | #REF! | #REF! | #REF! | #REF! | #REF! | #REF! | #REF! | #REF! | #REF! | #REF! | #REF! | #REF! | #REF! | #REF! | #REF! | #REF! | #REF! | #REF! | #REF! | #REF! | #REF! | #REF! | #REF! | #REF! | #REF! | #REF! | #REF! | #REF! | #REF! | #REF! | #REF! | #REF! | #REF! | #REF! | #REF! | #REF! | #REF! | #REF! | #REF! | #REF! | #REF! | #REF! | #REF! | #REF! | #REF! | #REF! | #REF! | #REF! | #REF! | #REF! | #REF! | #REF! | #REF! | #REF! | #REF! | #REF! | #REF! | #REF! | #REF! | #REF! | #REF! | #REF! | #REF! | #REF! | #REF! | #REF! | #REF! | #REF! | #REF! | #REF! | #REF! | #REF! | #REF! | #REF!
75 | #REF! | [74 empty] | #REF! | #REF! | #REF! | #REF! | #REF! | #REF! | #REF! | #REF! | #REF! | #REF! | #REF! | #REF! | #REF! | #REF! | #REF! | #REF! | #REF! | #REF! | #REF! | #REF! | #REF! | #REF! | #REF! | #REF! | #REF! | #REF! | #REF! | #REF! | #REF! | #REF! | #REF! | #REF! | #REF! | #REF! | #REF! | #REF! | #REF! | #REF! | #REF! | #REF! | #REF! | #REF! | #REF! | #REF! | #REF! | #REF! | #REF! | #REF! | #REF! | #REF! | #REF! | #REF! | #REF! | #REF! | #REF! | #REF! | #REF! | #REF! | #REF! | #REF! | #REF! | #REF! | #REF! | #REF! | #REF! | #REF! | #REF! | #REF! | #REF! | #REF! | #REF! | #REF! | #REF! | #REF! | #REF! | #REF! | #REF! | #REF! | #REF! | #REF! | #REF! | #REF! | #REF! | #REF! | #REF! | #REF! | #REF! | #REF! | #REF! | #REF! | #REF! | #REF! | #REF! | #REF! | #REF! | #REF! | #REF! | #REF! | #REF! | #REF! | #REF! | #REF! | #REF! | #REF! | #REF! | #REF! | #REF! | #REF! | #REF! | #REF! | #REF! | #REF! | #REF! | #REF! | #REF! | #REF! | #REF! | #REF! | #REF! | #REF! | #REF! | #REF! | #REF! | #REF! | #REF! | #REF! | #REF! | #REF! | #REF! | #REF! | #REF! | #REF! | #REF! | #REF! | #REF! | #REF! | #REF! | #REF! | #REF! | #REF! | #REF! | #REF!
76 | #REF! | [75 empty] | #REF! | #REF! | #REF! | #REF! | #REF! | #REF! | #REF! | #REF! | #REF! | #REF! | #REF! | #REF! | #REF! | #REF! | #REF! | #REF! | #REF! | #REF! | #REF! | #REF! | #REF! | #REF! | #REF! | #REF! | #REF! | #REF! | #REF! | #REF! | #REF! | #REF! | #REF! | #REF! | #REF! | #REF! | #REF! | #REF! | #REF! | #REF! | #REF! | #REF! | #REF! | #REF! | #REF! | #REF! | #REF! | #REF! | #REF! | #REF! | #REF! | #REF! | #REF! | #REF! | #REF! | #REF! | #REF! | #REF! | #REF! | #REF! | #REF! | #REF! | #REF! | #REF! | #REF! | #REF! | #REF! | #REF! | #REF! | #REF! | #REF! | #REF! | #REF! | #REF! | #REF! | #REF! | #REF! | #REF! | #REF! | #REF! | #REF! | #REF! | #REF! | #REF! | #REF! | #REF! | #REF! | #REF! | #REF! | #REF! | #REF! | #REF! | #REF! | #REF! | #REF! | #REF! | #REF! | #REF! | #REF! | #REF! | #REF! | #REF! | #REF! | #REF! | #REF! | #REF! | #REF! | #REF! | #REF! | #REF! | #REF! | #REF! | #REF! | #REF! | #REF! | #REF! | #REF! | #REF! | #REF! | #REF! | #REF! | #REF! | #REF! | #REF! | #REF! | #REF! | #REF! | #REF! | #REF! | #REF! | #REF! | #REF! | #REF! | #REF! | #REF! | #REF! | #REF! | #REF! | #REF! | #REF! | #REF! | #REF! | #REF!
77 | #REF! | [76 empty] | #REF! | #REF! | #REF! | #REF! | #REF! | #REF! | #REF! | #REF! | #REF! | #REF! | #REF! | #REF! | #REF! | #REF! | #REF! | #REF! | #REF! | #REF! | #REF! | #REF! | #REF! | #REF! | #REF! | #REF! | #REF! | #REF! | #REF! | #REF! | #REF! | #REF! | #REF! | #REF! | #REF! | #REF! | #REF! | #REF! | #REF! | #REF! | #REF! | #REF! | #REF! | #REF! | #REF! | #REF! | #REF! | #REF! | #REF! | #REF! | #REF! | #REF! | #REF! | #REF! | #REF! | #REF! | #REF! | #REF! | #REF! | #REF! | #REF! | #REF! | #REF! | #REF! | #REF! | #REF! | #REF! | #REF! | #REF! | #REF! | #REF! | #REF! | #REF! | #REF! | #REF! | #REF! | #REF! | #REF! | #REF! | #REF! | #REF! | #REF! | #REF! | #REF! | #REF! | #REF! | #REF! | #REF! | #REF! | #REF! | #REF! | #REF! | #REF! | #REF! | #REF! | #REF! | #REF! | #REF! | #REF! | #REF! | #REF! | #REF! | #REF! | #REF! | #REF! | #REF! | #REF! | #REF! | #REF! | #REF! | #REF! | #REF! | #REF! | #REF! | #REF! | #REF! | #REF! | #REF! | #REF! | #REF! | #REF! | #REF! | #REF! | #REF! | #REF! | #REF! | #REF! | #REF! | #REF! | #REF! | #REF! | #REF! | #REF! | #REF! | #REF! | #REF! | #REF! | #REF! | #REF! | #REF! | #REF! | #REF!
78 | #REF! | [77 empty] | #REF! | #REF! | #REF! | #REF! | #REF! | #REF! | #REF! | #REF! | #REF! | #REF! | #REF! | #REF! | #REF! | #REF! | #REF! | #REF! | #REF! | #REF! | #REF! | #REF! | #REF! | #REF! | #REF! | #REF! | #REF! | #REF! | #REF! | #REF! | #REF! | #REF! | #REF! | #REF! | #REF! | #REF! | #REF! | #REF! | #REF! | #REF! | #REF! | #REF! | #REF! | #REF! | #REF! | #REF! | #REF! | #REF! | #REF! | #REF! | #REF! | #REF! | #REF! | #REF! | #REF! | #REF! | #REF! | #REF! | #REF! | #REF! | #REF! | #REF! | #REF! | #REF! | #REF! | #REF! | #REF! | #REF! | #REF! | #REF! | #REF! | #REF! | #REF! | #REF! | #REF! | #REF! | #REF! | #REF! | #REF! | #REF! | #REF! | #REF! | #REF! | #REF! | #REF! | #REF! | #REF! | #REF! | #REF! | #REF! | #REF! | #REF! | #REF! | #REF! | #REF! | #REF! | #REF! | #REF! | #REF! | #REF! | #REF! | #REF! | #REF! | #REF! | #REF! | #REF! | #REF! | #REF! | #REF! | #REF! | #REF! | #REF! | #REF! | #REF! | #REF! | #REF! | #REF! | #REF! | #REF! | #REF! | #REF! | #REF! | #REF! | #REF! | #REF! | #REF! | #REF! | #REF! | #REF! | #REF! | #REF! | #REF! | #REF! | #REF! | #REF! | #REF! | #REF! | #REF! | #REF! | #REF! | #REF!
79 | #REF! | [78 empty] | #REF! | #REF! | #REF! | #REF! | #REF! | #REF! | #REF! | #REF! | #REF! | #REF! | #REF! | #REF! | #REF! | #REF! | #REF! | #REF! | #REF! | #REF! | #REF! | #REF! | #REF! | #REF! | #REF! | #REF! | #REF! | #REF! | #REF! | #REF! | #REF! | #REF! | #REF! | #REF! | #REF! | #REF! | #REF! | #REF! | #REF! | #REF! | #REF! | #REF! | #REF! | #REF! | #REF! | #REF! | #REF! | #REF! | #REF! | #REF! | #REF! | #REF! | #REF! | #REF! | #REF! | #REF! | #REF! | #REF! | #REF! | #REF! | #REF! | #REF! | #REF! | #REF! | #REF! | #REF! | #REF! | #REF! | #REF! | #REF! | #REF! | #REF! | #REF! | #REF! | #REF! | #REF! | #REF! | #REF! | #REF! | #REF! | #REF! | #REF! | #REF! | #REF! | #REF! | #REF! | #REF! | #REF! | #REF! | #REF! | #REF! | #REF! | #REF! | #REF! | #REF! | #REF! | #REF! | #REF! | #REF! | #REF! | #REF! | #REF! | #REF! | #REF! | #REF! | #REF! | #REF! | #REF! | #REF! | #REF! | #REF! | #REF! | #REF! | #REF! | #REF! | #REF! | #REF! | #REF! | #REF! | #REF! | #REF! | #REF! | #REF! | #REF! | #REF! | #REF! | #REF! | #REF! | #REF! | #REF! | #REF! | #REF! | #REF! | #REF! | #REF! | #REF! | #REF! | #REF! | #REF! | #REF!
80 | #REF! | [79 empty] | #REF! | #REF! | #REF! | #REF! | #REF! | #REF! | #REF! | #REF! | #REF! | #REF! | #REF! | #REF! | #REF! | #REF! | #REF! | #REF! | #REF! | #REF! | #REF! | #REF! | #REF! | #REF! | #REF! | #REF! | #REF! | #REF! | #REF! | #REF! | #REF! | #REF! | #REF! | #REF! | #REF! | #REF! | #REF! | #REF! | #REF! | #REF! | #REF! | #REF! | #REF! | #REF! | #REF! | #REF! | #REF! | #REF! | #REF! | #REF! | #REF! | #REF! | #REF! | #REF! | #REF! | #REF! | #REF! | #REF! | #REF! | #REF! | #REF! | #REF! | #REF! | #REF! | #REF! | #REF! | #REF! | #REF! | #REF! | #REF! | #REF! | #REF! | #REF! | #REF! | #REF! | #REF! | #REF! | #REF! | #REF! | #REF! | #REF! | #REF! | #REF! | #REF! | #REF! | #REF! | #REF! | #REF! | #REF! | #REF! | #REF! | #REF! | #REF! | #REF! | #REF! | #REF! | #REF! | #REF! | #REF! | #REF! | #REF! | #REF! | #REF! | #REF! | #REF! | #REF! | #REF! | #REF! | #REF! | #REF! | #REF! | #REF! | #REF! | #REF! | #REF! | #REF! | #REF! | #REF! | #REF! | #REF! | #REF! | #REF! | #REF! | #REF! | #REF! | #REF! | #REF! | #REF! | #REF! | #REF! | #REF! | #REF! | #REF! | #REF! | #REF! | #REF! | #REF! | #REF! | #REF!
81 | #REF! | [80 empty] | #REF! | #REF! | #REF! | #REF! | #REF! | #REF! | #REF! | #REF! | #REF! | #REF! | #REF! | #REF! | #REF! | #REF! | #REF! | #REF! | #REF! | #REF! | #REF! | #REF! | #REF! | #REF! | #REF! | #REF! | #REF! | #REF! | #REF! | #REF! | #REF! | #REF! | #REF! | #REF! | #REF! | #REF! | #REF! | #REF! | #REF! | #REF! | #REF! | #REF! | #REF! | #REF! | #REF! | #REF! | #REF! | #REF! | #REF! | #REF! | #REF! | #REF! | #REF! | #REF! | #REF! | #REF! | #REF! | #REF! | #REF! | #REF! | #REF! | #REF! | #REF! | #REF! | #REF! | #REF! | #REF! | #REF! | #REF! | #REF! | #REF! | #REF! | #REF! | #REF! | #REF! | #REF! | #REF! | #REF! | #REF! | #REF! | #REF! | #REF! | #REF! | #REF! | #REF! | #REF! | #REF! | #REF! | #REF! | #REF! | #REF! | #REF! | #REF! | #REF! | #REF! | #REF! | #REF! | #REF! | #REF! | #REF! | #REF! | #REF! | #REF! | #REF! | #REF! | #REF! | #REF! | #REF! | #REF! | #REF! | #REF! | #REF! | #REF! | #REF! | #REF! | #REF! | #REF! | #REF! | #REF! | #REF! | #REF! | #REF! | #REF! | #REF! | #REF! | #REF! | #REF! | #REF! | #REF! | #REF! | #REF! | #REF! | #REF! | #REF! | #REF! | #REF! | #REF! | #REF!
82 | #REF! | [81 empty] | #REF! | #REF! | #REF! | #REF! | #REF! | #REF! | #REF! | #REF! | #REF! | #REF! | #REF! | #REF! | #REF! | #REF! | #REF! | #REF! | #REF! | #REF! | #REF! | #REF! | #REF! | #REF! | #REF! | #REF! | #REF! | #REF! | #REF! | #REF! | #REF! | #REF! | #REF! | #REF! | #REF! | #REF! | #REF! | #REF! | #REF! | #REF! | #REF! | #REF! | #REF! | #REF! | #REF! | #REF! | #REF! | #REF! | #REF! | #REF! | #REF! | #REF! | #REF! | #REF! | #REF! | #REF! | #REF! | #REF! | #REF! | #REF! | #REF! | #REF! | #REF! | #REF! | #REF! | #REF! | #REF! | #REF! | #REF! | #REF! | #REF! | #REF! | #REF! | #REF! | #REF! | #REF! | #REF! | #REF! | #REF! | #REF! | #REF! | #REF! | #REF! | #REF! | #REF! | #REF! | #REF! | #REF! | #REF! | #REF! | #REF! | #REF! | #REF! | #REF! | #REF! | #REF! | #REF! | #REF! | #REF! | #REF! | #REF! | #REF! | #REF! | #REF! | #REF! | #REF! | #REF! | #REF! | #REF! | #REF! | #REF! | #REF! | #REF! | #REF! | #REF! | #REF! | #REF! | #REF! | #REF! | #REF! | #REF! | #REF! | #REF! | #REF! | #REF! | #REF! | #REF! | #REF! | #REF! | #REF! | #REF! | #REF! | #REF! | #REF! | #REF! | #REF! | #REF!
83 | #REF! | [82 empty] | #REF! | #REF! | #REF! | #REF! | #REF! | #REF! | #REF! | #REF! | #REF! | #REF! | #REF! | #REF! | #REF! | #REF! | #REF! | #REF! | #REF! | #REF! | #REF! | #REF! | #REF! | #REF! | #REF! | #REF! | #REF! | #REF! | #REF! | #REF! | #REF! | #REF! | #REF! | #REF! | #REF! | #REF! | #REF! | #REF! | #REF! | #REF! | #REF! | #REF! | #REF! | #REF! | #REF! | #REF! | #REF! | #REF! | #REF! | #REF! | #REF! | #REF! | #REF! | #REF! | #REF! | #REF! | #REF! | #REF! | #REF! | #REF! | #REF! | #REF! | #REF! | #REF! | #REF! | #REF! | #REF! | #REF! | #REF! | #REF! | #REF! | #REF! | #REF! | #REF! | #REF! | #REF! | #REF! | #REF! | #REF! | #REF! | #REF! | #REF! | #REF! | #REF! | #REF! | #REF! | #REF! | #REF! | #REF! | #REF! | #REF! | #REF! | #REF! | #REF! | #REF! | #REF! | #REF! | #REF! | #REF! | #REF! | #REF! | #REF! | #REF! | #REF! | #REF! | #REF! | #REF! | #REF! | #REF! | #REF! | #REF! | #REF! | #REF! | #REF! | #REF! | #REF! | #REF! | #REF! | #REF! | #REF! | #REF! | #REF! | #REF! | #REF! | #REF! | #REF! | #REF! | #REF! | #REF! | #REF! | #REF! | #REF! | #REF! | #REF! | #REF! | #REF!
84 | #REF! | [83 empty] | #REF! | #REF! | #REF! | #REF! | #REF! | #REF! | #REF! | #REF! | #REF! | #REF! | #REF! | #REF! | #REF! | #REF! | #REF! | #REF! | #REF! | #REF! | #REF! | #REF! | #REF! | #REF! | #REF! | #REF! | #REF! | #REF! | #REF! | #REF! | #REF! | #REF! | #REF! | #REF! | #REF! | #REF! | #REF! | #REF! | #REF! | #REF! | #REF! | #REF! | #REF! | #REF! | #REF! | #REF! | #REF! | #REF! | #REF! | #REF! | #REF! | #REF! | #REF! | #REF! | #REF! | #REF! | #REF! | #REF! | #REF! | #REF! | #REF! | #REF! | #REF! | #REF! | #REF! | #REF! | #REF! | #REF! | #REF! | #REF! | #REF! | #REF! | #REF! | #REF! | #REF! | #REF! | #REF! | #REF! | #REF! | #REF! | #REF! | #REF! | #REF! | #REF! | #REF! | #REF! | #REF! | #REF! | #REF! | #REF! | #REF! | #REF! | #REF! | #REF! | #REF! | #REF! | #REF! | #REF! | #REF! | #REF! | #REF! | #REF! | #REF! | #REF! | #REF! | #REF! | #REF! | #REF! | #REF! | #REF! | #REF! | #REF! | #REF! | #REF! | #REF! | #REF! | #REF! | #REF! | #REF! | #REF! | #REF! | #REF! | #REF! | #REF! | #REF! | #REF! | #REF! | #REF! | #REF! | #REF! | #REF! | #REF! | #REF! | #REF! | #REF!
85 | #REF! | [84 empty] | #REF! | #REF! | #REF! | #REF! | #REF! | #REF! | #REF! | #REF! | #REF! | #REF! | #REF! | #REF! | #REF! | #REF! | #REF! | #REF! | #REF! | #REF! | #REF! | #REF! | #REF! | #REF! | #REF! | #REF! | #REF! | #REF! | #REF! | #REF! | #REF! | #REF! | #REF! | #REF! | #REF! | #REF! | #REF! | #REF! | #REF! | #REF! | #REF! | #REF! | #REF! | #REF! | #REF! | #REF! | #REF! | #REF! | #REF! | #REF! | #REF! | #REF! | #REF! | #REF! | #REF! | #REF! | #REF! | #REF! | #REF! | #REF! | #REF! | #REF! | #REF! | #REF! | #REF! | #REF! | #REF! | #REF! | #REF! | #REF! | #REF! | #REF! | #REF! | #REF! | #REF! | #REF! | #REF! | #REF! | #REF! | #REF! | #REF! | #REF! | #REF! | #REF! | #REF! | #REF! | #REF! | #REF! | #REF! | #REF! | #REF! | #REF! | #REF! | #REF! | #REF! | #REF! | #REF! | #REF! | #REF! | #REF! | #REF! | #REF! | #REF! | #REF! | #REF! | #REF! | #REF! | #REF! | #REF! | #REF! | #REF! | #REF! | #REF! | #REF! | #REF! | #REF! | #REF! | #REF! | #REF! | #REF! | #REF! | #REF! | #REF! | #REF! | #REF! | #REF! | #REF! | #REF! | #REF! | #REF! | #REF! | #REF! | #REF! | #REF!
86 | #REF! | [85 empty] | #REF! | #REF! | #REF! | #REF! | #REF! | #REF! | #REF! | #REF! | #REF! | #REF! | #REF! | #REF! | #REF! | #REF! | #REF! | #REF! | #REF! | #REF! | #REF! | #REF! | #REF! | #REF! | #REF! | #REF! | #REF! | #REF! | #REF! | #REF! | #REF! | #REF! | #REF! | #REF! | #REF! | #REF! | #REF! | #REF! | #REF! | #REF! | #REF! | #REF! | #REF! | #REF! | #REF! | #REF! | #REF! | #REF! | #REF! | #REF! | #REF! | #REF! | #REF! | #REF! | #REF! | #REF! | #REF! | #REF! | #REF! | #REF! | #REF! | #REF! | #REF! | #REF! | #REF! | #REF! | #REF! | #REF! | #REF! | #REF! | #REF! | #REF! | #REF! | #REF! | #REF! | #REF! | #REF! | #REF! | #REF! | #REF! | #REF! | #REF! | #REF! | #REF! | #REF! | #REF! | #REF! | #REF! | #REF! | #REF! | #REF! | #REF! | #REF! | #REF! | #REF! | #REF! | #REF! | #REF! | #REF! | #REF! | #REF! | #REF! | #REF! | #REF! | #REF! | #REF! | #REF! | #REF! | #REF! | #REF! | #REF! | #REF! | #REF! | #REF! | #REF! | #REF! | #REF! | #REF! | #REF! | #REF! | #REF! | #REF! | #REF! | #REF! | #REF! | #REF! | #REF! | #REF! | #REF! | #REF! | #REF! | #REF! | #REF!
87 | #REF! | [86 empty] | #REF! | #REF! | #REF! | #REF! | #REF! | #REF! | #REF! | #REF! | #REF! | #REF! | #REF! | #REF! | #REF! | #REF! | #REF! | #REF! | #REF! | #REF! | #REF! | #REF! | #REF! | #REF! | #REF! | #REF! | #REF! | #REF! | #REF! | #REF! | #REF! | #REF! | #REF! | #REF! | #REF! | #REF! | #REF! | #REF! | #REF! | #REF! | #REF! | #REF! | #REF! | #REF! | #REF! | #REF! | #REF! | #REF! | #REF! | #REF! | #REF! | #REF! | #REF! | #REF! | #REF! | #REF! | #REF! | #REF! | #REF! | #REF! | #REF! | #REF! | #REF! | #REF! | #REF! | #REF! | #REF! | #REF! | #REF! | #REF! | #REF! | #REF! | #REF! | #REF! | #REF! | #REF! | #REF! | #REF! | #REF! | #REF! | #REF! | #REF! | #REF! | #REF! | #REF! | #REF! | #REF! | #REF! | #REF! | #REF! | #REF! | #REF! | #REF! | #REF! | #REF! | #REF! | #REF! | #REF! | #REF! | #REF! | #REF! | #REF! | #REF! | #REF! | #REF! | #REF! | #REF! | #REF! | #REF! | #REF! | #REF! | #REF! | #REF! | #REF! | #REF! | #REF! | #REF! | #REF! | #REF! | #REF! | #REF! | #REF! | #REF! | #REF! | #REF! | #REF! | #REF! | #REF! | #REF! | #REF! | #REF! | #REF!
88 | #REF! | 88: #REF!; 89: #REF!; 90: #REF!; 91: #REF!; 92: #REF!; 93: #REF!; 94: #REF!; 95: #REF!; 96: #REF!; 97: #REF!; 98: #REF!; 99: #REF!; 100: #REF!; 101: #REF!; 102: #REF!; 103: #REF!; 104: #REF!; 105: #REF!; 106: #REF!; 107: #REF!; 108: #REF!; 109: #REF!; 110: #REF!; 111: #REF!; 112: #REF!; 113: #REF!; 114: #REF!; 115: #REF!; 116: #REF!; 117: #REF!; 118: #REF!; 119: #REF!; 120: #REF!; 121: #REF!; 122: #REF!; 123: #REF!; 124: #REF!; 125: #REF!; 126: #REF!; 127: #REF!; 128: #REF!; 129: #REF!; 130: #REF!; 131: #REF!; 132: #REF!; 133: #REF!; 134: #REF!; 135: #REF!; 136: #REF!; 137: #REF!; 138: #REF!; 139: #REF!; 140: #REF!; 141: #REF!; 142: #REF!; 143: #REF!; 144: #REF!; 145: #REF!; 146: #REF!; 147: #REF!; 148: #REF!; 149: #REF!; 150: #REF!; 151: #REF!; 152: #REF!; 153: #REF!; 154: #REF!; 155: #REF!; 156: #REF!; 157: #REF!; 158: #REF!; 159: #REF!; 160: #REF!; 161: #REF!; 162: #REF!; 163: #REF!; 164: #REF!; 165: #REF!; 166: #REF!; 167: #REF!; 168: #REF!; 169: #REF!; 170: #REF!; 171: #REF!; 172: #REF!; 173: #REF!; 174: #REF!; 175: #REF!; 176: #REF!; 177: #REF!; 178: #REF!; 179: #REF!; 180: #REF!; 181: #REF!; 182: #REF!; 183: #REF!; 184: #REF!; 185: #REF!; 186: #REF!; 187: #REF!; 188: #REF!; 189: #REF!; 190: #REF!; 191: #REF!; 192: #REF!; 193: #REF!; 194: #REF!; 195: #REF!; 196: #REF!; 197: #REF!; 198: #REF!; 199: #REF!; 200: #REF!; 201: #REF!; 202: #REF!; 203: #REF!; 204: #REF!; 205: #REF!; 206: #REF!; 207: #REF!; 208: #REF!; 209: #REF!; 210: #REF!; 211: #REF!; 212: #REF!; 213: #REF!; 214: #REF!; 215: #REF!; 216: #REF!
89 | #REF! | 89: #REF!; 90: #REF!; 91: #REF!; 92: #REF!; 93: #REF!; 94: #REF!; 95: #REF!; 96: #REF!; 97: #REF!; 98: #REF!; 99: #REF!; 100: #REF!; 101: #REF!; 102: #REF!; 103: #REF!; 104: #REF!; 105: #REF!; 106: #REF!; 107: #REF!; 108: #REF!; 109: #REF!; 110: #REF!; 111: #REF!; 112: #REF!; 113: #REF!; 114: #REF!; 115: #REF!; 116: #REF!; 117: #REF!; 118: #REF!; 119: #REF!; 120: #REF!; 121: #REF!; 122: #REF!; 123: #REF!; 124: #REF!; 125: #REF!; 126: #REF!; 127: #REF!; 128: #REF!; 129: #REF!; 130: #REF!; 131: #REF!; 132: #REF!; 133: #REF!; 134: #REF!; 135: #REF!; 136: #REF!; 137: #REF!; 138: #REF!; 139: #REF!; 140: #REF!; 141: #REF!; 142: #REF!; 143: #REF!; 144: #REF!; 145: #REF!; 146: #REF!; 147: #REF!; 148: #REF!; 149: #REF!; 150: #REF!; 151: #REF!; 152: #REF!; 153: #REF!; 154: #REF!; 155: #REF!; 156: #REF!; 157: #REF!; 158: #REF!; 159: #REF!; 160: #REF!; 161: #REF!; 162: #REF!; 163: #REF!; 164: #REF!; 165: #REF!; 166: #REF!; 167: #REF!; 168: #REF!; 169: #REF!; 170: #REF!; 171: #REF!; 172: #REF!; 173: #REF!; 174: #REF!; 175: #REF!; 176: #REF!; 177: #REF!; 178: #REF!; 179: #REF!; 180: #REF!; 181: #REF!; 182: #REF!; 183: #REF!; 184: #REF!; 185: #REF!; 186: #REF!; 187: #REF!; 188: #REF!; 189: #REF!; 190: #REF!; 191: #REF!; 192: #REF!; 193: #REF!; 194: #REF!; 195: #REF!; 196: #REF!; 197: #REF!; 198: #REF!; 199: #REF!; 200: #REF!; 201: #REF!; 202: #REF!; 203: #REF!; 204: #REF!; 205: #REF!; 206: #REF!; 207: #REF!; 208: #REF!; 209: #REF!; 210: #REF!; 211: #REF!; 212: #REF!; 213: #REF!; 214: #REF!; 215: #REF!; 216: #REF!
90 | #REF! | 90: #REF!; 91: #REF!; 92: #REF!; 93: #REF!; 94: #REF!; 95: #REF!; 96: #REF!; 97: #REF!; 98: #REF!; 99: #REF!; 100: #REF!; 101: #REF!; 102: #REF!; 103: #REF!; 104: #REF!; 105: #REF!; 106: #REF!; 107: #REF!; 108: #REF!; 109: #REF!; 110: #REF!; 111: #REF!; 112: #REF!; 113: #REF!; 114: #REF!; 115: #REF!; 116: #REF!; 117: #REF!; 118: #REF!; 119: #REF!; 120: #REF!; 121: #REF!; 122: #REF!; 123: #REF!; 124: #REF!; 125: #REF!; 126: #REF!; 127: #REF!; 128: #REF!; 129: #REF!; 130: #REF!; 131: #REF!; 132: #REF!; 133: #REF!; 134: #REF!; 135: #REF!; 136: #REF!; 137: #REF!; 138: #REF!; 139: #REF!; 140: #REF!; 141: #REF!; 142: #REF!; 143: #REF!; 144: #REF!; 145: #REF!; 146: #REF!; 147: #REF!; 148: #REF!; 149: #REF!; 150: #REF!; 151: #REF!; 152: #REF!; 153: #REF!; 154: #REF!; 155: #REF!; 156: #REF!; 157: #REF!; 158: #REF!; 159: #REF!; 160: #REF!; 161: #REF!; 162: #REF!; 163: #REF!; 164: #REF!; 165: #REF!; 166: #REF!; 167: #REF!; 168: #REF!; 169: #REF!; 170: #REF!; 171: #REF!; 172: #REF!; 173: #REF!; 174: #REF!; 175: #REF!; 176: #REF!; 177: #REF!; 178: #REF!; 179: #REF!; 180: #REF!; 181: #REF!; 182: #REF!; 183: #REF!; 184: #REF!; 185: #REF!; 186: #REF!; 187: #REF!; 188: #REF!; 189: #REF!; 190: #REF!; 191: #REF!; 192: #REF!; 193: #REF!; 194: #REF!; 195: #REF!; 196: #REF!; 197: #REF!; 198: #REF!; 199: #REF!; 200: #REF!; 201: #REF!; 202: #REF!; 203: #REF!; 204: #REF!; 205: #REF!; 206: #REF!; 207: #REF!; 208: #REF!; 209: #REF!; 210: #REF!; 211: #REF!; 212: #REF!; 213: #REF!; 214: #REF!; 215: #REF!; 216: #REF!
91 | #REF! | 91: #REF!; 92: #REF!; 93: #REF!; 94: #REF!; 95: #REF!; 96: #REF!; 97: #REF!; 98: #REF!; 99: #REF!; 100: #REF!; 101: #REF!; 102: #REF!; 103: #REF!; 104: #REF!; 105: #REF!; 106: #REF!; 107: #REF!; 108: #REF!; 109: #REF!; 110: #REF!; 111: #REF!; 112: #REF!; 113: #REF!; 114: #REF!; 115: #REF!; 116: #REF!; 117: #REF!; 118: #REF!; 119: #REF!; 120: #REF!; 121: #REF!; 122: #REF!; 123: #REF!; 124: #REF!; 125: #REF!; 126: #REF!; 127: #REF!; 128: #REF!; 129: #REF!; 130: #REF!; 131: #REF!; 132: #REF!; 133: #REF!; 134: #REF!; 135: #REF!; 136: #REF!; 137: #REF!; 138: #REF!; 139: #REF!; 140: #REF!; 141: #REF!; 142: #REF!; 143: #REF!; 144: #REF!; 145: #REF!; 146: #REF!; 147: #REF!; 148: #REF!; 149: #REF!; 150: #REF!; 151: #REF!; 152: #REF!; 153: #REF!; 154: #REF!; 155: #REF!; 156: #REF!; 157: #REF!; 158: #REF!; 159: #REF!; 160: #REF!; 161: #REF!; 162: #REF!; 163: #REF!; 164: #REF!; 165: #REF!; 166: #REF!; 167: #REF!; 168: #REF!; 169: #REF!; 170: #REF!; 171: #REF!; 172: #REF!; 173: #REF!; 174: #REF!; 175: #REF!; 176: #REF!; 177: #REF!; 178: #REF!; 179: #REF!; 180: #REF!; 181: #REF!; 182: #REF!; 183: #REF!; 184: #REF!; 185: #REF!; 186: #REF!; 187: #REF!; 188: #REF!; 189: #REF!; 190: #REF!; 191: #REF!; 192: #REF!; 193: #REF!; 194: #REF!; 195: #REF!; 196: #REF!; 197: #REF!; 198: #REF!; 199: #REF!; 200: #REF!; 201: #REF!; 202: #REF!; 203: #REF!; 204: #REF!; 205: #REF!; 206: #REF!; 207: #REF!; 208: #REF!; 209: #REF!; 210: #REF!; 211: #REF!; 212: #REF!; 213: #REF!; 214: #REF!; 215: #REF!; 216: #REF!
92 | #REF! | 92: #REF!; 93: #REF!; 94: #REF!; 95: #REF!; 96: #REF!; 97: #REF!; 98: #REF!; 99: #REF!; 100: #REF!; 101: #REF!; 102: #REF!; 103: #REF!; 104: #REF!; 105: #REF!; 106: #REF!; 107: #REF!; 108: #REF!; 109: #REF!; 110: #REF!; 111: #REF!; 112: #REF!; 113: #REF!; 114: #REF!; 115: #REF!; 116: #REF!; 117: #REF!; 118: #REF!; 119: #REF!; 120: #REF!; 121: #REF!; 122: #REF!; 123: #REF!; 124: #REF!; 125: #REF!; 126: #REF!; 127: #REF!; 128: #REF!; 129: #REF!; 130: #REF!; 131: #REF!; 132: #REF!; 133: #REF!; 134: #REF!; 135: #REF!; 136: #REF!; 137: #REF!; 138: #REF!; 139: #REF!; 140: #REF!; 141: #REF!; 142: #REF!; 143: #REF!; 144: #REF!; 145: #REF!; 146: #REF!; 147: #REF!; 148: #REF!; 149: #REF!; 150: #REF!; 151: #REF!; 152: #REF!; 153: #REF!; 154: #REF!; 155: #REF!; 156: #REF!; 157: #REF!; 158: #REF!; 159: #REF!; 160: #REF!; 161: #REF!; 162: #REF!; 163: #REF!; 164: #REF!; 165: #REF!; 166: #REF!; 167: #REF!; 168: #REF!; 169: #REF!; 170: #REF!; 171: #REF!; 172: #REF!; 173: #REF!; 174: #REF!; 175: #REF!; 176: #REF!; 177: #REF!; 178: #REF!; 179: #REF!; 180: #REF!; 181: #REF!; 182: #REF!; 183: #REF!; 184: #REF!; 185: #REF!; 186: #REF!; 187: #REF!; 188: #REF!; 189: #REF!; 190: #REF!; 191: #REF!; 192: #REF!; 193: #REF!; 194: #REF!; 195: #REF!; 196: #REF!; 197: #REF!; 198: #REF!; 199: #REF!; 200: #REF!; 201: #REF!; 202: #REF!; 203: #REF!; 204: #REF!; 205: #REF!; 206: #REF!; 207: #REF!; 208: #REF!; 209: #REF!; 210: #REF!; 211: #REF!; 212: #REF!; 213: #REF!; 214: #REF!; 215: #REF!; 216: #REF!
93 | #REF! | 93: #REF!; 94: #REF!; 95: #REF!; 96: #REF!; 97: #REF!; 98: #REF!; 99: #REF!; 100: #REF!; 101: #REF!; 102: #REF!; 103: #REF!; 104: #REF!; 105: #REF!; 106: #REF!; 107: #REF!; 108: #REF!; 109: #REF!; 110: #REF!; 111: #REF!; 112: #REF!; 113: #REF!; 114: #REF!; 115: #REF!; 116: #REF!; 117: #REF!; 118: #REF!; 119: #REF!; 120: #REF!; 121: #REF!; 122: #REF!; 123: #REF!; 124: #REF!; 125: #REF!; 126: #REF!; 127: #REF!; 128: #REF!; 129: #REF!; 130: #REF!; 131: #REF!; 132: #REF!; 133: #REF!; 134: #REF!; 135: #REF!; 136: #REF!; 137: #REF!; 138: #REF!; 139: #REF!; 140: #REF!; 141: #REF!; 142: #REF!; 143: #REF!; 144: #REF!; 145: #REF!; 146: #REF!; 147: #REF!; 148: #REF!; 149: #REF!; 150: #REF!; 151: #REF!; 152: #REF!; 153: #REF!; 154: #REF!; 155: #REF!; 156: #REF!; 157: #REF!; 158: #REF!; 159: #REF!; 160: #REF!; 161: #REF!; 162: #REF!; 163: #REF!; 164: #REF!; 165: #REF!; 166: #REF!; 167: #REF!; 168: #REF!; 169: #REF!; 170: #REF!; 171: #REF!; 172: #REF!; 173: #REF!; 174: #REF!; 175: #REF!; 176: #REF!; 177: #REF!; 178: #REF!; 179: #REF!; 180: #REF!; 181: #REF!; 182: #REF!; 183: #REF!; 184: #REF!; 185: #REF!; 186: #REF!; 187: #REF!; 188: #REF!; 189: #REF!; 190: #REF!; 191: #REF!; 192: #REF!; 193: #REF!; 194: #REF!; 195: #REF!; 196: #REF!; 197: #REF!; 198: #REF!; 199: #REF!; 200: #REF!; 201: #REF!; 202: #REF!; 203: #REF!; 204: #REF!; 205: #REF!; 206: #REF!; 207: #REF!; 208: #REF!; 209: #REF!; 210: #REF!; 211: #REF!; 212: #REF!; 213: #REF!; 214: #REF!; 215: #REF!; 216: #REF!
94 | #REF! | 94: #REF!; 95: #REF!; 96: #REF!; 97: #REF!; 98: #REF!; 99: #REF!; 100: #REF!; 101: #REF!; 102: #REF!; 103: #REF!; 104: #REF!; 105: #REF!; 106: #REF!; 107: #REF!; 108: #REF!; 109: #REF!; 110: #REF!; 111: #REF!; 112: #REF!; 113: #REF!; 114: #REF!; 115: #REF!; 116: #REF!; 117: #REF!; 118: #REF!; 119: #REF!; 120: #REF!; 121: #REF!; 122: #REF!; 123: #REF!; 124: #REF!; 125: #REF!; 126: #REF!; 127: #REF!; 128: #REF!; 129: #REF!; 130: #REF!; 131: #REF!; 132: #REF!; 133: #REF!; 134: #REF!; 135: #REF!; 136: #REF!; 137: #REF!; 138: #REF!; 139: #REF!; 140: #REF!; 141: #REF!; 142: #REF!; 143: #REF!; 144: #REF!; 145: #REF!; 146: #REF!; 147: #REF!; 148: #REF!; 149: #REF!; 150: #REF!; 151: #REF!; 152: #REF!; 153: #REF!; 154: #REF!; 155: #REF!; 156: #REF!; 157: #REF!; 158: #REF!; 159: #REF!; 160: #REF!; 161: #REF!; 162: #REF!; 163: #REF!; 164: #REF!; 165: #REF!; 166: #REF!; 167: #REF!; 168: #REF!; 169: #REF!; 170: #REF!; 171: #REF!; 172: #REF!; 173: #REF!; 174: #REF!; 175: #REF!; 176: #REF!; 177: #REF!; 178: #REF!; 179: #REF!; 180: #REF!; 181: #REF!; 182: #REF!; 183: #REF!; 184: #REF!; 185: #REF!; 186: #REF!; 187: #REF!; 188: #REF!; 189: #REF!; 190: #REF!; 191: #REF!; 192: #REF!; 193: #REF!; 194: #REF!; 195: #REF!; 196: #REF!; 197: #REF!; 198: #REF!; 199: #REF!; 200: #REF!; 201: #REF!; 202: #REF!; 203: #REF!; 204: #REF!; 205: #REF!; 206: #REF!; 207: #REF!; 208: #REF!; 209: #REF!; 210: #REF!; 211: #REF!; 212: #REF!; 213: #REF!; 214: #REF!; 215: #REF!; 216: #REF!
95 | #REF! | 95: #REF!; 96: #REF!; 97: #REF!; 98: #REF!; 99: #REF!; 100: #REF!; 101: #REF!; 102: #REF!; 103: #REF!; 104: #REF!; 105: #REF!; 106: #REF!; 107: #REF!; 108: #REF!; 109: #REF!; 110: #REF!; 111: #REF!; 112: #REF!; 113: #REF!; 114: #REF!; 115: #REF!; 116: #REF!; 117: #REF!; 118: #REF!; 119: #REF!; 120: #REF!; 121: #REF!; 122: #REF!; 123: #REF!; 124: #REF!; 125: #REF!; 126: #REF!; 127: #REF!; 128: #REF!; 129: #REF!; 130: #REF!; 131: #REF!; 132: #REF!; 133: #REF!; 134: #REF!; 135: #REF!; 136: #REF!; 137: #REF!; 138: #REF!; 139: #REF!; 140: #REF!; 141: #REF!; 142: #REF!; 143: #REF!; 144: #REF!; 145: #REF!; 146: #REF!; 147: #REF!; 148: #REF!; 149: #REF!; 150: #REF!; 151: #REF!; 152: #REF!; 153: #REF!; 154: #REF!; 155: #REF!; 156: #REF!; 157: #REF!; 158: #REF!; 159: #REF!; 160: #REF!; 161: #REF!; 162: #REF!; 163: #REF!; 164: #REF!; 165: #REF!; 166: #REF!; 167: #REF!; 168: #REF!; 169: #REF!; 170: #REF!; 171: #REF!; 172: #REF!; 173: #REF!; 174: #REF!; 175: #REF!; 176: #REF!; 177: #REF!; 178: #REF!; 179: #REF!; 180: #REF!; 181: #REF!; 182: #REF!; 183: #REF!; 184: #REF!; 185: #REF!; 186: #REF!; 187: #REF!; 188: #REF!; 189: #REF!; 190: #REF!; 191: #REF!; 192: #REF!; 193: #REF!; 194: #REF!; 195: #REF!; 196: #REF!; 197: #REF!; 198: #REF!; 199: #REF!; 200: #REF!; 201: #REF!; 202: #REF!; 203: #REF!; 204: #REF!; 205: #REF!; 206: #REF!; 207: #REF!; 208: #REF!; 209: #REF!; 210: #REF!; 211: #REF!; 212: #REF!; 213: #REF!; 214: #REF!; 215: #REF!; 216: #REF!
96 | #REF! | 96: #REF!; 97: #REF!; 98: #REF!; 99: #REF!; 100: #REF!; 101: #REF!; 102: #REF!; 103: #REF!; 104: #REF!; 105: #REF!; 106: #REF!; 107: #REF!; 108: #REF!; 109: #REF!; 110: #REF!; 111: #REF!; 112: #REF!; 113: #REF!; 114: #REF!; 115: #REF!; 116: #REF!; 117: #REF!; 118: #REF!; 119: #REF!; 120: #REF!; 121: #REF!; 122: #REF!; 123: #REF!; 124: #REF!; 125: #REF!; 126: #REF!; 127: #REF!; 128: #REF!; 129: #REF!; 130: #REF!; 131: #REF!; 132: #REF!; 133: #REF!; 134: #REF!; 135: #REF!; 136: #REF!; 137: #REF!; 138: #REF!; 139: #REF!; 140: #REF!; 141: #REF!; 142: #REF!; 143: #REF!; 144: #REF!; 145: #REF!; 146: #REF!; 147: #REF!; 148: #REF!; 149: #REF!; 150: #REF!; 151: #REF!; 152: #REF!; 153: #REF!; 154: #REF!; 155: #REF!; 156: #REF!; 157: #REF!; 158: #REF!; 159: #REF!; 160: #REF!; 161: #REF!; 162: #REF!; 163: #REF!; 164: #REF!; 165: #REF!; 166: #REF!; 167: #REF!; 168: #REF!; 169: #REF!; 170: #REF!; 171: #REF!; 172: #REF!; 173: #REF!; 174: #REF!; 175: #REF!; 176: #REF!; 177: #REF!; 178: #REF!; 179: #REF!; 180: #REF!; 181: #REF!; 182: #REF!; 183: #REF!; 184: #REF!; 185: #REF!; 186: #REF!; 187: #REF!; 188: #REF!; 189: #REF!; 190: #REF!; 191: #REF!; 192: #REF!; 193: #REF!; 194: #REF!; 195: #REF!; 196: #REF!; 197: #REF!; 198: #REF!; 199: #REF!; 200: #REF!; 201: #REF!; 202: #REF!; 203: #REF!; 204: #REF!; 205: #REF!; 206: #REF!; 207: #REF!; 208: #REF!; 209: #REF!; 210: #REF!; 211: #REF!; 212: #REF!; 213: #REF!; 214: #REF!; 215: #REF!; 216: #REF!
97 | #REF! | 97: #REF!; 98: #REF!; 99: #REF!; 100: #REF!; 101: #REF!; 102: #REF!; 103: #REF!; 104: #REF!; 105: #REF!; 106: #REF!; 107: #REF!; 108: #REF!; 109: #REF!; 110: #REF!; 111: #REF!; 112: #REF!; 113: #REF!; 114: #REF!; 115: #REF!; 116: #REF!; 117: #REF!; 118: #REF!; 119: #REF!; 120: #REF!; 121: #REF!; 122: #REF!; 123: #REF!; 124: #REF!; 125: #REF!; 126: #REF!; 127: #REF!; 128: #REF!; 129: #REF!; 130: #REF!; 131: #REF!; 132: #REF!; 133: #REF!; 134: #REF!; 135: #REF!; 136: #REF!; 137: #REF!; 138: #REF!; 139: #REF!; 140: #REF!; 141: #REF!; 142: #REF!; 143: #REF!; 144: #REF!; 145: #REF!; 146: #REF!; 147: #REF!; 148: #REF!; 149: #REF!; 150: #REF!; 151: #REF!; 152: #REF!; 153: #REF!; 154: #REF!; 155: #REF!; 156: #REF!; 157: #REF!; 158: #REF!; 159: #REF!; 160: #REF!; 161: #REF!; 162: #REF!; 163: #REF!; 164: #REF!; 165: #REF!; 166: #REF!; 167: #REF!; 168: #REF!; 169: #REF!; 170: #REF!; 171: #REF!; 172: #REF!; 173: #REF!; 174: #REF!; 175: #REF!; 176: #REF!; 177: #REF!; 178: #REF!; 179: #REF!; 180: #REF!; 181: #REF!; 182: #REF!; 183: #REF!; 184: #REF!; 185: #REF!; 186: #REF!; 187: #REF!; 188: #REF!; 189: #REF!; 190: #REF!; 191: #REF!; 192: #REF!; 193: #REF!; 194: #REF!; 195: #REF!; 196: #REF!; 197: #REF!; 198: #REF!; 199: #REF!; 200: #REF!; 201: #REF!; 202: #REF!; 203: #REF!; 204: #REF!; 205: #REF!; 206: #REF!; 207: #REF!; 208: #REF!; 209: #REF!; 210: #REF!; 211: #REF!; 212: #REF!; 213: #REF!; 214: #REF!; 215: #REF!; 216: #REF!
98 | #REF! | 98: #REF!; 99: #REF!; 100: #REF!; 101: #REF!; 102: #REF!; 103: #REF!; 104: #REF!; 105: #REF!; 106: #REF!; 107: #REF!; 108: #REF!; 109: #REF!; 110: #REF!; 111: #REF!; 112: #REF!; 113: #REF!; 114: #REF!; 115: #REF!; 116: #REF!; 117: #REF!; 118: #REF!; 119: #REF!; 120: #REF!; 121: #REF!; 122: #REF!; 123: #REF!; 124: #REF!; 125: #REF!; 126: #REF!; 127: #REF!; 128: #REF!; 129: #REF!; 130: #REF!; 131: #REF!; 132: #REF!; 133: #REF!; 134: #REF!; 135: #REF!; 136: #REF!; 137: #REF!; 138: #REF!; 139: #REF!; 140: #REF!; 141: #REF!; 142: #REF!; 143: #REF!; 144: #REF!; 145: #REF!; 146: #REF!; 147: #REF!; 148: #REF!; 149: #REF!; 150: #REF!; 151: #REF!; 152: #REF!; 153: #REF!; 154: #REF!; 155: #REF!; 156: #REF!; 157: #REF!; 158: #REF!; 159: #REF!; 160: #REF!; 161: #REF!; 162: #REF!; 163: #REF!; 164: #REF!; 165: #REF!; 166: #REF!; 167: #REF!; 168: #REF!; 169: #REF!; 170: #REF!; 171: #REF!; 172: #REF!; 173: #REF!; 174: #REF!; 175: #REF!; 176: #REF!; 177: #REF!; 178: #REF!; 179: #REF!; 180: #REF!; 181: #REF!; 182: #REF!; 183: #REF!; 184: #REF!; 185: #REF!; 186: #REF!; 187: #REF!; 188: #REF!; 189: #REF!; 190: #REF!; 191: #REF!; 192: #REF!; 193: #REF!; 194: #REF!; 195: #REF!; 196: #REF!; 197: #REF!; 198: #REF!; 199: #REF!; 200: #REF!; 201: #REF!; 202: #REF!; 203: #REF!; 204: #REF!; 205: #REF!; 206: #REF!; 207: #REF!; 208: #REF!; 209: #REF!; 210: #REF!; 211: #REF!; 212: #REF!; 213: #REF!; 214: #REF!; 215: #REF!; 216: #REF!
99 | #REF! | 99: #REF!; 100: #REF!; 101: #REF!; 102: #REF!; 103: #REF!; 104: #REF!; 105: #REF!; 106: #REF!; 107: #REF!; 108: #REF!; 109: #REF!; 110: #REF!; 111: #REF!; 112: #REF!; 113: #REF!; 114: #REF!; 115: #REF!; 116: #REF!; 117: #REF!; 118: #REF!; 119: #REF!; 120: #REF!; 121: #REF!; 122: #REF!; 123: #REF!; 124: #REF!; 125: #REF!; 126: #REF!; 127: #REF!; 128: #REF!; 129: #REF!; 130: #REF!; 131: #REF!; 132: #REF!; 133: #REF!; 134: #REF!; 135: #REF!; 136: #REF!; 137: #REF!; 138: #REF!; 139: #REF!; 140: #REF!; 141: #REF!; 142: #REF!; 143: #REF!; 144: #REF!; 145: #REF!; 146: #REF!; 147: #REF!; 148: #REF!; 149: #REF!; 150: #REF!; 151: #REF!; 152: #REF!; 153: #REF!; 154: #REF!; 155: #REF!; 156: #REF!; 157: #REF!; 158: #REF!; 159: #REF!; 160: #REF!; 161: #REF!; 162: #REF!; 163: #REF!; 164: #REF!; 165: #REF!; 166: #REF!; 167: #REF!; 168: #REF!; 169: #REF!; 170: #REF!; 171: #REF!; 172: #REF!; 173: #REF!; 174: #REF!; 175: #REF!; 176: #REF!; 177: #REF!; 178: #REF!; 179: #REF!; 180: #REF!; 181: #REF!; 182: #REF!; 183: #REF!; 184: #REF!; 185: #REF!; 186: #REF!; 187: #REF!; 188: #REF!; 189: #REF!; 190: #REF!; 191: #REF!; 192: #REF!; 193: #REF!; 194: #REF!; 195: #REF!; 196: #REF!; 197: #REF!; 198: #REF!; 199: #REF!; 200: #REF!; 201: #REF!; 202: #REF!; 203: #REF!; 204: #REF!; 205: #REF!; 206: #REF!; 207: #REF!; 208: #REF!; 209: #REF!; 210: #REF!; 211: #REF!; 212: #REF!; 213: #REF!; 214: #REF!; 215: #REF!; 216: #REF!
100 | #REF! | 100: #REF!; 101: #REF!; 102: #REF!; 103: #REF!; 104: #REF!; 105: #REF!; 106: #REF!; 107: #REF!; 108: #REF!; 109: #REF!; 110: #REF!; 111: #REF!; 112: #REF!; 113: #REF!; 114: #REF!; 115: #REF!; 116: #REF!; 117: #REF!; 118: #REF!; 119: #REF!; 120: #REF!; 121: #REF!; 122: #REF!; 123: #REF!; 124: #REF!; 125: #REF!; 126: #REF!; 127: #REF!; 128: #REF!; 129: #REF!; 130: #REF!; 131: #REF!; 132: #REF!; 133: #REF!; 134: #REF!; 135: #REF!; 136: #REF!; 137: #REF!; 138: #REF!; 139: #REF!; 140: #REF!; 141: #REF!; 142: #REF!; 143: #REF!; 144: #REF!; 145: #REF!; 146: #REF!; 147: #REF!; 148: #REF!; 149: #REF!; 150: #REF!; 151: #REF!; 152: #REF!; 153: #REF!; 154: #REF!; 155: #REF!; 156: #REF!; 157: #REF!; 158: #REF!; 159: #REF!; 160: #REF!; 161: #REF!; 162: #REF!; 163: #REF!; 164: #REF!; 165: #REF!; 166: #REF!; 167: #REF!; 168: #REF!; 169: #REF!; 170: #REF!; 171: #REF!; 172: #REF!; 173: #REF!; 174: #REF!; 175: #REF!; 176: #REF!; 177: #REF!; 178: #REF!; 179: #REF!; 180: #REF!; 181: #REF!; 182: #REF!; 183: #REF!; 184: #REF!; 185: #REF!; 186: #REF!; 187: #REF!; 188: #REF!; 189: #REF!; 190: #REF!; 191: #REF!; 192: #REF!; 193: #REF!; 194: #REF!; 195: #REF!; 196: #REF!; 197: #REF!; 198: #REF!; 199: #REF!; 200: #REF!; 201: #REF!; 202: #REF!; 203: #REF!; 204: #REF!; 205: #REF!; 206: #REF!; 207: #REF!; 208: #REF!; 209: #REF!; 210: #REF!; 211: #REF!; 212: #REF!; 213: #REF!; 214: #REF!; 215: #REF!; 216: #REF!
101 | #REF! | 101: #REF!; 102: #REF!; 103: #REF!; 104: #REF!; 105: #REF!; 106: #REF!; 107: #REF!; 108: #REF!; 109: #REF!; 110: #REF!; 111: #REF!; 112: #REF!; 113: #REF!; 114: #REF!; 115: #REF!; 116: #REF!; 117: #REF!; 118: #REF!; 119: #REF!; 120: #REF!; 121: #REF!; 122: #REF!; 123: #REF!; 124: #REF!; 125: #REF!; 126: #REF!; 127: #REF!; 128: #REF!; 129: #REF!; 130: #REF!; 131: #REF!; 132: #REF!; 133: #REF!; 134: #REF!; 135: #REF!; 136: #REF!; 137: #REF!; 138: #REF!; 139: #REF!; 140: #REF!; 141: #REF!; 142: #REF!; 143: #REF!; 144: #REF!; 145: #REF!; 146: #REF!; 147: #REF!; 148: #REF!; 149: #REF!; 150: #REF!; 151: #REF!; 152: #REF!; 153: #REF!; 154: #REF!; 155: #REF!; 156: #REF!; 157: #REF!; 158: #REF!; 159: #REF!; 160: #REF!; 161: #REF!; 162: #REF!; 163: #REF!; 164: #REF!; 165: #REF!; 166: #REF!; 167: #REF!; 168: #REF!; 169: #REF!; 170: #REF!; 171: #REF!; 172: #REF!; 173: #REF!; 174: #REF!; 175: #REF!; 176: #REF!; 177: #REF!; 178: #REF!; 179: #REF!; 180: #REF!; 181: #REF!; 182: #REF!; 183: #REF!; 184: #REF!; 185: #REF!; 186: #REF!; 187: #REF!; 188: #REF!; 189: #REF!; 190: #REF!; 191: #REF!; 192: #REF!; 193: #REF!; 194: #REF!; 195: #REF!; 196: #REF!; 197: #REF!; 198: #REF!; 199: #REF!; 200: #REF!; 201: #REF!; 202: #REF!; 203: #REF!; 204: #REF!; 205: #REF!; 206: #REF!; 207: #REF!; 208: #REF!; 209: #REF!; 210: #REF!; 211: #REF!; 212: #REF!; 213: #REF!; 214: #REF!; 215: #REF!; 216: #REF!
102 | #REF! | 102: #REF!; 103: #REF!; 104: #REF!; 105: #REF!; 106: #REF!; 107: #REF!; 108: #REF!; 109: #REF!; 110: #REF!; 111: #REF!; 112: #REF!; 113: #REF!; 114: #REF!; 115: #REF!; 116: #REF!; 117: #REF!; 118: #REF!; 119: #REF!; 120: #REF!; 121: #REF!; 122: #REF!; 123: #REF!; 124: #REF!; 125: #REF!; 126: #REF!; 127: #REF!; 128: #REF!; 129: #REF!; 130: #REF!; 131: #REF!; 132: #REF!; 133: #REF!; 134: #REF!; 135: #REF!; 136: #REF!; 137: #REF!; 138: #REF!; 139: #REF!; 140: #REF!; 141: #REF!; 142: #REF!; 143: #REF!; 144: #REF!; 145: #REF!; 146: #REF!; 147: #REF!; 148: #REF!; 149: #REF!; 150: #REF!; 151: #REF!; 152: #REF!; 153: #REF!; 154: #REF!; 155: #REF!; 156: #REF!; 157: #REF!; 158: #REF!; 159: #REF!; 160: #REF!; 161: #REF!; 162: #REF!; 163: #REF!; 164: #REF!; 165: #REF!; 166: #REF!; 167: #REF!; 168: #REF!; 169: #REF!; 170: #REF!; 171: #REF!; 172: #REF!; 173: #REF!; 174: #REF!; 175: #REF!; 176: #REF!; 177: #REF!; 178: #REF!; 179: #REF!; 180: #REF!; 181: #REF!; 182: #REF!; 183: #REF!; 184: #REF!; 185: #REF!; 186: #REF!; 187: #REF!; 188: #REF!; 189: #REF!; 190: #REF!; 191: #REF!; 192: #REF!; 193: #REF!; 194: #REF!; 195: #REF!; 196: #REF!; 197: #REF!; 198: #REF!; 199: #REF!; 200: #REF!; 201: #REF!; 202: #REF!; 203: #REF!; 204: #REF!; 205: #REF!; 206: #REF!; 207: #REF!; 208: #REF!; 209: #REF!; 210: #REF!; 211: #REF!; 212: #REF!; 213: #REF!; 214: #REF!; 215: #REF!; 216: #REF!
103 | #REF! | 103: #REF!; 104: #REF!; 105: #REF!; 106: #REF!; 107: #REF!; 108: #REF!; 109: #REF!; 110: #REF!; 111: #REF!; 112: #REF!; 113: #REF!; 114: #REF!; 115: #REF!; 116: #REF!; 117: #REF!; 118: #REF!; 119: #REF!; 120: #REF!; 121: #REF!; 122: #REF!; 123: #REF!; 124: #REF!; 125: #REF!; 126: #REF!; 127: #REF!; 128: #REF!; 129: #REF!; 130: #REF!; 131: #REF!; 132: #REF!; 133: #REF!; 134: #REF!; 135: #REF!; 136: #REF!; 137: #REF!; 138: #REF!; 139: #REF!; 140: #REF!; 141: #REF!; 142: #REF!; 143: #REF!; 144: #REF!; 145: #REF!; 146: #REF!; 147: #REF!; 148: #REF!; 149: #REF!; 150: #REF!; 151: #REF!; 152: #REF!; 153: #REF!; 154: #REF!; 155: #REF!; 156: #REF!; 157: #REF!; 158: #REF!; 159: #REF!; 160: #REF!; 161: #REF!; 162: #REF!; 163: #REF!; 164: #REF!; 165: #REF!; 166: #REF!; 167: #REF!; 168: #REF!; 169: #REF!; 170: #REF!; 171: #REF!; 172: #REF!; 173: #REF!; 174: #REF!; 175: #REF!; 176: #REF!; 177: #REF!; 178: #REF!; 179: #REF!; 180: #REF!; 181: #REF!; 182: #REF!; 183: #REF!; 184: #REF!; 185: #REF!; 186: #REF!; 187: #REF!; 188: #REF!; 189: #REF!; 190: #REF!; 191: #REF!; 192: #REF!; 193: #REF!; 194: #REF!; 195: #REF!; 196: #REF!; 197: #REF!; 198: #REF!; 199: #REF!; 200: #REF!; 201: #REF!; 202: #REF!; 203: #REF!; 204: #REF!; 205: #REF!; 206: #REF!; 207: #REF!; 208: #REF!; 209: #REF!; 210: #REF!; 211: #REF!; 212: #REF!; 213: #REF!; 214: #REF!; 215: #REF!; 216: #REF!
104 | #REF! | 104: #REF!; 105: #REF!; 106: #REF!; 107: #REF!; 108: #REF!; 109: #REF!; 110: #REF!; 111: #REF!; 112: #REF!; 113: #REF!; 114: #REF!; 115: #REF!; 116: #REF!; 117: #REF!; 118: #REF!; 119: #REF!; 120: #REF!; 121: #REF!; 122: #REF!; 123: #REF!; 124: #REF!; 125: #REF!; 126: #REF!; 127: #REF!; 128: #REF!; 129: #REF!; 130: #REF!; 131: #REF!; 132: #REF!; 133: #REF!; 134: #REF!; 135: #REF!; 136: #REF!; 137: #REF!; 138: #REF!; 139: #REF!; 140: #REF!; 141: #REF!; 142: #REF!; 143: #REF!; 144: #REF!; 145: #REF!; 146: #REF!; 147: #REF!; 148: #REF!; 149: #REF!; 150: #REF!; 151: #REF!; 152: #REF!; 153: #REF!; 154: #REF!; 155: #REF!; 156: #REF!; 157: #REF!; 158: #REF!; 159: #REF!; 160: #REF!; 161: #REF!; 162: #REF!; 163: #REF!; 164: #REF!; 165: #REF!; 166: #REF!; 167: #REF!; 168: #REF!; 169: #REF!; 170: #REF!; 171: #REF!; 172: #REF!; 173: #REF!; 174: #REF!; 175: #REF!; 176: #REF!; 177: #REF!; 178: #REF!; 179: #REF!; 180: #REF!; 181: #REF!; 182: #REF!; 183: #REF!; 184: #REF!; 185: #REF!; 186: #REF!; 187: #REF!; 188: #REF!; 189: #REF!; 190: #REF!; 191: #REF!; 192: #REF!; 193: #REF!; 194: #REF!; 195: #REF!; 196: #REF!; 197: #REF!; 198: #REF!; 199: #REF!; 200: #REF!; 201: #REF!; 202: #REF!; 203: #REF!; 204: #REF!; 205: #REF!; 206: #REF!; 207: #REF!; 208: #REF!; 209: #REF!; 210: #REF!; 211: #REF!; 212: #REF!; 213: #REF!; 214: #REF!; 215: #REF!; 216: #REF!
105 | #REF! | 105: #REF!; 106: #REF!; 107: #REF!; 108: #REF!; 109: #REF!; 110: #REF!; 111: #REF!; 112: #REF!; 113: #REF!; 114: #REF!; 115: #REF!; 116: #REF!; 117: #REF!; 118: #REF!; 119: #REF!; 120: #REF!; 121: #REF!; 122: #REF!; 123: #REF!; 124: #REF!; 125: #REF!; 126: #REF!; 127: #REF!; 128: #REF!; 129: #REF!; 130: #REF!; 131: #REF!; 132: #REF!; 133: #REF!; 134: #REF!; 135: #REF!; 136: #REF!; 137: #REF!; 138: #REF!; 139: #REF!; 140: #REF!; 141: #REF!; 142: #REF!; 143: #REF!; 144: #REF!; 145: #REF!; 146: #REF!; 147: #REF!; 148: #REF!; 149: #REF!; 150: #REF!; 151: #REF!; 152: #REF!; 153: #REF!; 154: #REF!; 155: #REF!; 156: #REF!; 157: #REF!; 158: #REF!; 159: #REF!; 160: #REF!; 161: #REF!; 162: #REF!; 163: #REF!; 164: #REF!; 165: #REF!; 166: #REF!; 167: #REF!; 168: #REF!; 169: #REF!; 170: #REF!; 171: #REF!; 172: #REF!; 173: #REF!; 174: #REF!; 175: #REF!; 176: #REF!; 177: #REF!; 178: #REF!; 179: #REF!; 180: #REF!; 181: #REF!; 182: #REF!; 183: #REF!; 184: #REF!; 185: #REF!; 186: #REF!; 187: #REF!; 188: #REF!; 189: #REF!; 190: #REF!; 191: #REF!; 192: #REF!; 193: #REF!; 194: #REF!; 195: #REF!; 196: #REF!; 197: #REF!; 198: #REF!; 199: #REF!; 200: #REF!; 201: #REF!; 202: #REF!; 203: #REF!; 204: #REF!; 205: #REF!; 206: #REF!; 207: #REF!; 208: #REF!; 209: #REF!; 210: #REF!; 211: #REF!; 212: #REF!; 213: #REF!; 214: #REF!; 215: #REF!; 216: #REF!
106 | #REF! | 106: #REF!; 107: #REF!; 108: #REF!; 109: #REF!; 110: #REF!; 111: #REF!; 112: #REF!; 113: #REF!; 114: #REF!; 115: #REF!; 116: #REF!; 117: #REF!; 118: #REF!; 119: #REF!; 120: #REF!; 121: #REF!; 122: #REF!; 123: #REF!; 124: #REF!; 125: #REF!; 126: #REF!; 127: #REF!; 128: #REF!; 129: #REF!; 130: #REF!; 131: #REF!; 132: #REF!; 133: #REF!; 134: #REF!; 135: #REF!; 136: #REF!; 137: #REF!; 138: #REF!; 139: #REF!; 140: #REF!; 141: #REF!; 142: #REF!; 143: #REF!; 144: #REF!; 145: #REF!; 146: #REF!; 147: #REF!; 148: #REF!; 149: #REF!; 150: #REF!; 151: #REF!; 152: #REF!; 153: #REF!; 154: #REF!; 155: #REF!; 156: #REF!; 157: #REF!; 158: #REF!; 159: #REF!; 160: #REF!; 161: #REF!; 162: #REF!; 163: #REF!; 164: #REF!; 165: #REF!; 166: #REF!; 167: #REF!; 168: #REF!; 169: #REF!; 170: #REF!; 171: #REF!; 172: #REF!; 173: #REF!; 174: #REF!; 175: #REF!; 176: #REF!; 177: #REF!; 178: #REF!; 179: #REF!; 180: #REF!; 181: #REF!; 182: #REF!; 183: #REF!; 184: #REF!; 185: #REF!; 186: #REF!; 187: #REF!; 188: #REF!; 189: #REF!; 190: #REF!; 191: #REF!; 192: #REF!; 193: #REF!; 194: #REF!; 195: #REF!; 196: #REF!; 197: #REF!; 198: #REF!; 199: #REF!; 200: #REF!; 201: #REF!; 202: #REF!; 203: #REF!; 204: #REF!; 205: #REF!; 206: #REF!; 207: #REF!; 208: #REF!; 209: #REF!; 210: #REF!; 211: #REF!; 212: #REF!; 213: #REF!; 214: #REF!; 215: #REF!; 216: #REF!
107 | #REF! | 107: #REF!; 108: #REF!; 109: #REF!; 110: #REF!; 111: #REF!; 112: #REF!; 113: #REF!; 114: #REF!; 115: #REF!; 116: #REF!; 117: #REF!; 118: #REF!; 119: #REF!; 120: #REF!; 121: #REF!; 122: #REF!; 123: #REF!; 124: #REF!; 125: #REF!; 126: #REF!; 127: #REF!; 128: #REF!; 129: #REF!; 130: #REF!; 131: #REF!; 132: #REF!; 133: #REF!; 134: #REF!; 135: #REF!; 136: #REF!; 137: #REF!; 138: #REF!; 139: #REF!; 140: #REF!; 141: #REF!; 142: #REF!; 143: #REF!; 144: #REF!; 145: #REF!; 146: #REF!; 147: #REF!; 148: #REF!; 149: #REF!; 150: #REF!; 151: #REF!; 152: #REF!; 153: #REF!; 154: #REF!; 155: #REF!; 156: #REF!; 157: #REF!; 158: #REF!; 159: #REF!; 160: #REF!; 161: #REF!; 162: #REF!; 163: #REF!; 164: #REF!; 165: #REF!; 166: #REF!; 167: #REF!; 168: #REF!; 169: #REF!; 170: #REF!; 171: #REF!; 172: #REF!; 173: #REF!; 174: #REF!; 175: #REF!; 176: #REF!; 177: #REF!; 178: #REF!; 179: #REF!; 180: #REF!; 181: #REF!; 182: #REF!; 183: #REF!; 184: #REF!; 185: #REF!; 186: #REF!; 187: #REF!; 188: #REF!; 189: #REF!; 190: #REF!; 191: #REF!; 192: #REF!; 193: #REF!; 194: #REF!; 195: #REF!; 196: #REF!; 197: #REF!; 198: #REF!; 199: #REF!; 200: #REF!; 201: #REF!; 202: #REF!; 203: #REF!; 204: #REF!; 205: #REF!; 206: #REF!; 207: #REF!; 208: #REF!; 209: #REF!; 210: #REF!; 211: #REF!; 212: #REF!; 213: #REF!; 214: #REF!; 215: #REF!; 216: #REF!
108 | #REF! | 108: #REF!; 109: #REF!; 110: #REF!; 111: #REF!; 112: #REF!; 113: #REF!; 114: #REF!; 115: #REF!; 116: #REF!; 117: #REF!; 118: #REF!; 119: #REF!; 120: #REF!; 121: #REF!; 122: #REF!; 123: #REF!; 124: #REF!; 125: #REF!; 126: #REF!; 127: #REF!; 128: #REF!; 129: #REF!; 130: #REF!; 131: #REF!; 132: #REF!; 133: #REF!; 134: #REF!; 135: #REF!; 136: #REF!; 137: #REF!; 138: #REF!; 139: #REF!; 140: #REF!; 141: #REF!; 142: #REF!; 143: #REF!; 144: #REF!; 145: #REF!; 146: #REF!; 147: #REF!; 148: #REF!; 149: #REF!; 150: #REF!; 151: #REF!; 152: #REF!; 153: #REF!; 154: #REF!; 155: #REF!; 156: #REF!; 157: #REF!; 158: #REF!; 159: #REF!; 160: #REF!; 161: #REF!; 162: #REF!; 163: #REF!; 164: #REF!; 165: #REF!; 166: #REF!; 167: #REF!; 168: #REF!; 169: #REF!; 170: #REF!; 171: #REF!; 172: #REF!; 173: #REF!; 174: #REF!; 175: #REF!; 176: #REF!; 177: #REF!; 178: #REF!; 179: #REF!; 180: #REF!; 181: #REF!; 182: #REF!; 183: #REF!; 184: #REF!; 185: #REF!; 186: #REF!; 187: #REF!; 188: #REF!; 189: #REF!; 190: #REF!; 191: #REF!; 192: #REF!; 193: #REF!; 194: #REF!; 195: #REF!; 196: #REF!; 197: #REF!; 198: #REF!; 199: #REF!; 200: #REF!; 201: #REF!; 202: #REF!; 203: #REF!; 204: #REF!; 205: #REF!; 206: #REF!; 207: #REF!; 208: #REF!; 209: #REF!; 210: #REF!; 211: #REF!; 212: #REF!; 213: #REF!; 214: #REF!; 215: #REF!; 216: #REF!
109 | #REF! | 109: #REF!; 110: #REF!; 111: #REF!; 112: #REF!; 113: #REF!; 114: #REF!; 115: #REF!; 116: #REF!; 117: #REF!; 118: #REF!; 119: #REF!; 120: #REF!; 121: #REF!; 122: #REF!; 123: #REF!; 124: #REF!; 125: #REF!; 126: #REF!; 127: #REF!; 128: #REF!; 129: #REF!; 130: #REF!; 131: #REF!; 132: #REF!; 133: #REF!; 134: #REF!; 135: #REF!; 136: #REF!; 137: #REF!; 138: #REF!; 139: #REF!; 140: #REF!; 141: #REF!; 142: #REF!; 143: #REF!; 144: #REF!; 145: #REF!; 146: #REF!; 147: #REF!; 148: #REF!; 149: #REF!; 150: #REF!; 151: #REF!; 152: #REF!; 153: #REF!; 154: #REF!; 155: #REF!; 156: #REF!; 157: #REF!; 158: #REF!; 159: #REF!; 160: #REF!; 161: #REF!; 162: #REF!; 163: #REF!; 164: #REF!; 165: #REF!; 166: #REF!; 167: #REF!; 168: #REF!; 169: #REF!; 170: #REF!; 171: #REF!; 172: #REF!; 173: #REF!; 174: #REF!; 175: #REF!; 176: #REF!; 177: #REF!; 178: #REF!; 179: #REF!; 180: #REF!; 181: #REF!; 182: #REF!; 183: #REF!; 184: #REF!; 185: #REF!; 186: #REF!; 187: #REF!; 188: #REF!; 189: #REF!; 190: #REF!; 191: #REF!; 192: #REF!; 193: #REF!; 194: #REF!; 195: #REF!; 196: #REF!; 197: #REF!; 198: #REF!; 199: #REF!; 200: #REF!; 201: #REF!; 202: #REF!; 203: #REF!; 204: #REF!; 205: #REF!; 206: #REF!; 207: #REF!; 208: #REF!; 209: #REF!; 210: #REF!; 211: #REF!; 212: #REF!; 213: #REF!; 214: #REF!; 215: #REF!; 216: #REF!
110 | #REF! | 110: #REF!; 111: #REF!; 112: #REF!; 113: #REF!; 114: #REF!; 115: #REF!; 116: #REF!; 117: #REF!; 118: #REF!; 119: #REF!; 120: #REF!; 121: #REF!; 122: #REF!; 123: #REF!; 124: #REF!; 125: #REF!; 126: #REF!; 127: #REF!; 128: #REF!; 129: #REF!; 130: #REF!; 131: #REF!; 132: #REF!; 133: #REF!; 134: #REF!; 135: #REF!; 136: #REF!; 137: #REF!; 138: #REF!; 139: #REF!; 140: #REF!; 141: #REF!; 142: #REF!; 143: #REF!; 144: #REF!; 145: #REF!; 146: #REF!; 147: #REF!; 148: #REF!; 149: #REF!; 150: #REF!; 151: #REF!; 152: #REF!; 153: #REF!; 154: #REF!; 155: #REF!; 156: #REF!; 157: #REF!; 158: #REF!; 159: #REF!; 160: #REF!; 161: #REF!; 162: #REF!; 163: #REF!; 164: #REF!; 165: #REF!; 166: #REF!; 167: #REF!; 168: #REF!; 169: #REF!; 170: #REF!; 171: #REF!; 172: #REF!; 173: #REF!; 174: #REF!; 175: #REF!; 176: #REF!; 177: #REF!; 178: #REF!; 179: #REF!; 180: #REF!; 181: #REF!; 182: #REF!; 183: #REF!; 184: #REF!; 185: #REF!; 186: #REF!; 187: #REF!; 188: #REF!; 189: #REF!; 190: #REF!; 191: #REF!; 192: #REF!; 193: #REF!; 194: #REF!; 195: #REF!; 196: #REF!; 197: #REF!; 198: #REF!; 199: #REF!; 200: #REF!; 201: #REF!; 202: #REF!; 203: #REF!; 204: #REF!; 205: #REF!; 206: #REF!; 207: #REF!; 208: #REF!; 209: #REF!; 210: #REF!; 211: #REF!; 212: #REF!; 213: #REF!; 214: #REF!; 215: #REF!; 216: #REF!
111 | #REF! | 111: #REF!; 112: #REF!; 113: #REF!; 114: #REF!; 115: #REF!; 116: #REF!; 117: #REF!; 118: #REF!; 119: #REF!; 120: #REF!; 121: #REF!; 122: #REF!; 123: #REF!; 124: #REF!; 125: #REF!; 126: #REF!; 127: #REF!; 128: #REF!; 129: #REF!; 130: #REF!; 131: #REF!; 132: #REF!; 133: #REF!; 134: #REF!; 135: #REF!; 136: #REF!; 137: #REF!; 138: #REF!; 139: #REF!; 140: #REF!; 141: #REF!; 142: #REF!; 143: #REF!; 144: #REF!; 145: #REF!; 146: #REF!; 147: #REF!; 148: #REF!; 149: #REF!; 150: #REF!; 151: #REF!; 152: #REF!; 153: #REF!; 154: #REF!; 155: #REF!; 156: #REF!; 157: #REF!; 158: #REF!; 159: #REF!; 160: #REF!; 161: #REF!; 162: #REF!; 163: #REF!; 164: #REF!; 165: #REF!; 166: #REF!; 167: #REF!; 168: #REF!; 169: #REF!; 170: #REF!; 171: #REF!; 172: #REF!; 173: #REF!; 174: #REF!; 175: #REF!; 176: #REF!; 177: #REF!; 178: #REF!; 179: #REF!; 180: #REF!; 181: #REF!; 182: #REF!; 183: #REF!; 184: #REF!; 185: #REF!; 186: #REF!; 187: #REF!; 188: #REF!; 189: #REF!; 190: #REF!; 191: #REF!; 192: #REF!; 193: #REF!; 194: #REF!; 195: #REF!; 196: #REF!; 197: #REF!; 198: #REF!; 199: #REF!; 200: #REF!; 201: #REF!; 202: #REF!; 203: #REF!; 204: #REF!; 205: #REF!; 206: #REF!; 207: #REF!; 208: #REF!; 209: #REF!; 210: #REF!; 211: #REF!; 212: #REF!; 213: #REF!; 214: #REF!; 215: #REF!; 216: #REF!
112 | #REF! | 112: #REF!; 113: #REF!; 114: #REF!; 115: #REF!; 116: #REF!; 117: #REF!; 118: #REF!; 119: #REF!; 120: #REF!; 121: #REF!; 122: #REF!; 123: #REF!; 124: #REF!; 125: #REF!; 126: #REF!; 127: #REF!; 128: #REF!; 129: #REF!; 130: #REF!; 131: #REF!; 132: #REF!; 133: #REF!; 134: #REF!; 135: #REF!; 136: #REF!; 137: #REF!; 138: #REF!; 139: #REF!; 140: #REF!; 141: #REF!; 142: #REF!; 143: #REF!; 144: #REF!; 145: #REF!; 146: #REF!; 147: #REF!; 148: #REF!; 149: #REF!; 150: #REF!; 151: #REF!; 152: #REF!; 153: #REF!; 154: #REF!; 155: #REF!; 156: #REF!; 157: #REF!; 158: #REF!; 159: #REF!; 160: #REF!; 161: #REF!; 162: #REF!; 163: #REF!; 164: #REF!; 165: #REF!; 166: #REF!; 167: #REF!; 168: #REF!; 169: #REF!; 170: #REF!; 171: #REF!; 172: #REF!; 173: #REF!; 174: #REF!; 175: #REF!; 176: #REF!; 177: #REF!; 178: #REF!; 179: #REF!; 180: #REF!; 181: #REF!; 182: #REF!; 183: #REF!; 184: #REF!; 185: #REF!; 186: #REF!; 187: #REF!; 188: #REF!; 189: #REF!; 190: #REF!; 191: #REF!; 192: #REF!; 193: #REF!; 194: #REF!; 195: #REF!; 196: #REF!; 197: #REF!; 198: #REF!; 199: #REF!; 200: #REF!; 201: #REF!; 202: #REF!; 203: #REF!; 204: #REF!; 205: #REF!; 206: #REF!; 207: #REF!; 208: #REF!; 209: #REF!; 210: #REF!; 211: #REF!; 212: #REF!; 213: #REF!; 214: #REF!; 215: #REF!; 216: #REF!
113 | #REF! | 113: #REF!; 114: #REF!; 115: #REF!; 116: #REF!; 117: #REF!; 118: #REF!; 119: #REF!; 120: #REF!; 121: #REF!; 122: #REF!; 123: #REF!; 124: #REF!; 125: #REF!; 126: #REF!; 127: #REF!; 128: #REF!; 129: #REF!; 130: #REF!; 131: #REF!; 132: #REF!; 133: #REF!; 134: #REF!; 135: #REF!; 136: #REF!; 137: #REF!; 138: #REF!; 139: #REF!; 140: #REF!; 141: #REF!; 142: #REF!; 143: #REF!; 144: #REF!; 145: #REF!; 146: #REF!; 147: #REF!; 148: #REF!; 149: #REF!; 150: #REF!; 151: #REF!; 152: #REF!; 153: #REF!; 154: #REF!; 155: #REF!; 156: #REF!; 157: #REF!; 158: #REF!; 159: #REF!; 160: #REF!; 161: #REF!; 162: #REF!; 163: #REF!; 164: #REF!; 165: #REF!; 166: #REF!; 167: #REF!; 168: #REF!; 169: #REF!; 170: #REF!; 171: #REF!; 172: #REF!; 173: #REF!; 174: #REF!; 175: #REF!; 176: #REF!; 177: #REF!; 178: #REF!; 179: #REF!; 180: #REF!; 181: #REF!; 182: #REF!; 183: #REF!; 184: #REF!; 185: #REF!; 186: #REF!; 187: #REF!; 188: #REF!; 189: #REF!; 190: #REF!; 191: #REF!; 192: #REF!; 193: #REF!; 194: #REF!; 195: #REF!; 196: #REF!; 197: #REF!; 198: #REF!; 199: #REF!; 200: #REF!; 201: #REF!; 202: #REF!; 203: #REF!; 204: #REF!; 205: #REF!; 206: #REF!; 207: #REF!; 208: #REF!; 209: #REF!; 210: #REF!; 211: #REF!; 212: #REF!; 213: #REF!; 214: #REF!; 215: #REF!; 216: #REF!
114 | #REF! | 114: #REF!; 115: #REF!; 116: #REF!; 117: #REF!; 118: #REF!; 119: #REF!; 120: #REF!; 121: #REF!; 122: #REF!; 123: #REF!; 124: #REF!; 125: #REF!; 126: #REF!; 127: #REF!; 128: #REF!; 129: #REF!; 130: #REF!; 131: #REF!; 132: #REF!; 133: #REF!; 134: #REF!; 135: #REF!; 136: #REF!; 137: #REF!; 138: #REF!; 139: #REF!; 140: #REF!; 141: #REF!; 142: #REF!; 143: #REF!; 144: #REF!; 145: #REF!; 146: #REF!; 147: #REF!; 148: #REF!; 149: #REF!; 150: #REF!; 151: #REF!; 152: #REF!; 153: #REF!; 154: #REF!; 155: #REF!; 156: #REF!; 157: #REF!; 158: #REF!; 159: #REF!; 160: #REF!; 161: #REF!; 162: #REF!; 163: #REF!; 164: #REF!; 165: #REF!; 166: #REF!; 167: #REF!; 168: #REF!; 169: #REF!; 170: #REF!; 171: #REF!; 172: #REF!; 173: #REF!; 174: #REF!; 175: #REF!; 176: #REF!; 177: #REF!; 178: #REF!; 179: #REF!; 180: #REF!; 181: #REF!; 182: #REF!; 183: #REF!; 184: #REF!; 185: #REF!; 186: #REF!; 187: #REF!; 188: #REF!; 189: #REF!; 190: #REF!; 191: #REF!; 192: #REF!; 193: #REF!; 194: #REF!; 195: #REF!; 196: #REF!; 197: #REF!; 198: #REF!; 199: #REF!; 200: #REF!; 201: #REF!; 202: #REF!; 203: #REF!; 204: #REF!; 205: #REF!; 206: #REF!; 207: #REF!; 208: #REF!; 209: #REF!; 210: #REF!; 211: #REF!; 212: #REF!; 213: #REF!; 214: #REF!; 215: #REF!; 216: #REF!
115 | #REF! | 115: #REF!; 116: #REF!; 117: #REF!; 118: #REF!; 119: #REF!; 120: #REF!; 121: #REF!; 122: #REF!; 123: #REF!; 124: #REF!; 125: #REF!; 126: #REF!; 127: #REF!; 128: #REF!; 129: #REF!; 130: #REF!; 131: #REF!; 132: #REF!; 133: #REF!; 134: #REF!; 135: #REF!; 136: #REF!; 137: #REF!; 138: #REF!; 139: #REF!; 140: #REF!; 141: #REF!; 142: #REF!; 143: #REF!; 144: #REF!; 145: #REF!; 146: #REF!; 147: #REF!; 148: #REF!; 149: #REF!; 150: #REF!; 151: #REF!; 152: #REF!; 153: #REF!; 154: #REF!; 155: #REF!; 156: #REF!; 157: #REF!; 158: #REF!; 159: #REF!; 160: #REF!; 161: #REF!; 162: #REF!; 163: #REF!; 164: #REF!; 165: #REF!; 166: #REF!; 167: #REF!; 168: #REF!; 169: #REF!; 170: #REF!; 171: #REF!; 172: #REF!; 173: #REF!; 174: #REF!; 175: #REF!; 176: #REF!; 177: #REF!; 178: #REF!; 179: #REF!; 180: #REF!; 181: #REF!; 182: #REF!; 183: #REF!; 184: #REF!; 185: #REF!; 186: #REF!; 187: #REF!; 188: #REF!; 189: #REF!; 190: #REF!; 191: #REF!; 192: #REF!; 193: #REF!; 194: #REF!; 195: #REF!; 196: #REF!; 197: #REF!; 198: #REF!; 199: #REF!; 200: #REF!; 201: #REF!; 202: #REF!; 203: #REF!; 204: #REF!; 205: #REF!; 206: #REF!; 207: #REF!; 208: #REF!; 209: #REF!; 210: #REF!; 211: #REF!; 212: #REF!; 213: #REF!; 214: #REF!; 215: #REF!; 216: #REF!
116 | #REF! | 116: #REF!; 117: #REF!; 118: #REF!; 119: #REF!; 120: #REF!; 121: #REF!; 122: #REF!; 123: #REF!; 124: #REF!; 125: #REF!; 126: #REF!; 127: #REF!; 128: #REF!; 129: #REF!; 130: #REF!; 131: #REF!; 132: #REF!; 133: #REF!; 134: #REF!; 135: #REF!; 136: #REF!; 137: #REF!; 138: #REF!; 139: #REF!; 140: #REF!; 141: #REF!; 142: #REF!; 143: #REF!; 144: #REF!; 145: #REF!; 146: #REF!; 147: #REF!; 148: #REF!; 149: #REF!; 150: #REF!; 151: #REF!; 152: #REF!; 153: #REF!; 154: #REF!; 155: #REF!; 156: #REF!; 157: #REF!; 158: #REF!; 159: #REF!; 160: #REF!; 161: #REF!; 162: #REF!; 163: #REF!; 164: #REF!; 165: #REF!; 166: #REF!; 167: #REF!; 168: #REF!; 169: #REF!; 170: #REF!; 171: #REF!; 172: #REF!; 173: #REF!; 174: #REF!; 175: #REF!; 176: #REF!; 177: #REF!; 178: #REF!; 179: #REF!; 180: #REF!; 181: #REF!; 182: #REF!; 183: #REF!; 184: #REF!; 185: #REF!; 186: #REF!; 187: #REF!; 188: #REF!; 189: #REF!; 190: #REF!; 191: #REF!; 192: #REF!; 193: #REF!; 194: #REF!; 195: #REF!; 196: #REF!; 197: #REF!; 198: #REF!; 199: #REF!; 200: #REF!; 201: #REF!; 202: #REF!; 203: #REF!; 204: #REF!; 205: #REF!; 206: #REF!; 207: #REF!; 208: #REF!; 209: #REF!; 210: #REF!; 211: #REF!; 212: #REF!; 213: #REF!; 214: #REF!; 215: #REF!; 216: #REF!
117 | #REF! | 117: #REF!; 118: #REF!; 119: #REF!; 120: #REF!; 121: #REF!; 122: #REF!; 123: #REF!; 124: #REF!; 125: #REF!; 126: #REF!; 127: #REF!; 128: #REF!; 129: #REF!; 130: #REF!; 131: #REF!; 132: #REF!; 133: #REF!; 134: #REF!; 135: #REF!; 136: #REF!; 137: #REF!; 138: #REF!; 139: #REF!; 140: #REF!; 141: #REF!; 142: #REF!; 143: #REF!; 144: #REF!; 145: #REF!; 146: #REF!; 147: #REF!; 148: #REF!; 149: #REF!; 150: #REF!; 151: #REF!; 152: #REF!; 153: #REF!; 154: #REF!; 155: #REF!; 156: #REF!; 157: #REF!; 158: #REF!; 159: #REF!; 160: #REF!; 161: #REF!; 162: #REF!; 163: #REF!; 164: #REF!; 165: #REF!; 166: #REF!; 167: #REF!; 168: #REF!; 169: #REF!; 170: #REF!; 171: #REF!; 172: #REF!; 173: #REF!; 174: #REF!; 175: #REF!; 176: #REF!; 177: #REF!; 178: #REF!; 179: #REF!; 180: #REF!; 181: #REF!; 182: #REF!; 183: #REF!; 184: #REF!; 185: #REF!; 186: #REF!; 187: #REF!; 188: #REF!; 189: #REF!; 190: #REF!; 191: #REF!; 192: #REF!; 193: #REF!; 194: #REF!; 195: #REF!; 196: #REF!; 197: #REF!; 198: #REF!; 199: #REF!; 200: #REF!; 201: #REF!; 202: #REF!; 203: #REF!; 204: #REF!; 205: #REF!; 206: #REF!; 207: #REF!; 208: #REF!; 209: #REF!; 210: #REF!; 211: #REF!; 212: #REF!; 213: #REF!; 214: #REF!; 215: #REF!; 216: #REF!
118 | #REF! | 118: #REF!; 119: #REF!; 120: #REF!; 121: #REF!; 122: #REF!; 123: #REF!; 124: #REF!; 125: #REF!; 126: #REF!; 127: #REF!; 128: #REF!; 129: #REF!; 130: #REF!; 131: #REF!; 132: #REF!; 133: #REF!; 134: #REF!; 135: #REF!; 136: #REF!; 137: #REF!; 138: #REF!; 139: #REF!; 140: #REF!; 141: #REF!; 142: #REF!; 143: #REF!; 144: #REF!; 145: #REF!; 146: #REF!; 147: #REF!; 148: #REF!; 149: #REF!; 150: #REF!; 151: #REF!; 152: #REF!; 153: #REF!; 154: #REF!; 155: #REF!; 156: #REF!; 157: #REF!; 158: #REF!; 159: #REF!; 160: #REF!; 161: #REF!; 162: #REF!; 163: #REF!; 164: #REF!; 165: #REF!; 166: #REF!; 167: #REF!; 168: #REF!; 169: #REF!; 170: #REF!; 171: #REF!; 172: #REF!; 173: #REF!; 174: #REF!; 175: #REF!; 176: #REF!; 177: #REF!; 178: #REF!; 179: #REF!; 180: #REF!; 181: #REF!; 182: #REF!; 183: #REF!; 184: #REF!; 185: #REF!; 186: #REF!; 187: #REF!; 188: #REF!; 189: #REF!; 190: #REF!; 191: #REF!; 192: #REF!; 193: #REF!; 194: #REF!; 195: #REF!; 196: #REF!; 197: #REF!; 198: #REF!; 199: #REF!; 200: #REF!; 201: #REF!; 202: #REF!; 203: #REF!; 204: #REF!; 205: #REF!; 206: #REF!; 207: #REF!; 208: #REF!; 209: #REF!; 210: #REF!; 211: #REF!; 212: #REF!; 213: #REF!; 214: #REF!; 215: #REF!; 216: #REF!
119 | #REF! | 119: #REF!; 120: #REF!; 121: #REF!; 122: #REF!; 123: #REF!; 124: #REF!; 125: #REF!; 126: #REF!; 127: #REF!; 128: #REF!; 129: #REF!; 130: #REF!; 131: #REF!; 132: #REF!; 133: #REF!; 134: #REF!; 135: #REF!; 136: #REF!; 137: #REF!; 138: #REF!; 139: #REF!; 140: #REF!; 141: #REF!; 142: #REF!; 143: #REF!; 144: #REF!; 145: #REF!; 146: #REF!; 147: #REF!; 148: #REF!; 149: #REF!; 150: #REF!; 151: #REF!; 152: #REF!; 153: #REF!; 154: #REF!; 155: #REF!; 156: #REF!; 157: #REF!; 158: #REF!; 159: #REF!; 160: #REF!; 161: #REF!; 162: #REF!; 163: #REF!; 164: #REF!; 165: #REF!; 166: #REF!; 167: #REF!; 168: #REF!; 169: #REF!; 170: #REF!; 171: #REF!; 172: #REF!; 173: #REF!; 174: #REF!; 175: #REF!; 176: #REF!; 177: #REF!; 178: #REF!; 179: #REF!; 180: #REF!; 181: #REF!; 182: #REF!; 183: #REF!; 184: #REF!; 185: #REF!; 186: #REF!; 187: #REF!; 188: #REF!; 189: #REF!; 190: #REF!; 191: #REF!; 192: #REF!; 193: #REF!; 194: #REF!; 195: #REF!; 196: #REF!; 197: #REF!; 198: #REF!; 199: #REF!; 200: #REF!; 201: #REF!; 202: #REF!; 203: #REF!; 204: #REF!; 205: #REF!; 206: #REF!; 207: #REF!; 208: #REF!; 209: #REF!; 210: #REF!; 211: #REF!; 212: #REF!; 213: #REF!; 214: #REF!; 215: #REF!; 216: #REF!
120 | #REF! | 120: #REF!; 121: #REF!; 122: #REF!; 123: #REF!; 124: #REF!; 125: #REF!; 126: #REF!; 127: #REF!; 128: #REF!; 129: #REF!; 130: #REF!; 131: #REF!; 132: #REF!; 133: #REF!; 134: #REF!; 135: #REF!; 136: #REF!; 137: #REF!; 138: #REF!; 139: #REF!; 140: #REF!; 141: #REF!; 142: #REF!; 143: #REF!; 144: #REF!; 145: #REF!; 146: #REF!; 147: #REF!; 148: #REF!; 149: #REF!; 150: #REF!; 151: #REF!; 152: #REF!; 153: #REF!; 154: #REF!; 155: #REF!; 156: #REF!; 157: #REF!; 158: #REF!; 159: #REF!; 160: #REF!; 161: #REF!; 162: #REF!; 163: #REF!; 164: #REF!; 165: #REF!; 166: #REF!; 167: #REF!; 168: #REF!; 169: #REF!; 170: #REF!; 171: #REF!; 172: #REF!; 173: #REF!; 174: #REF!; 175: #REF!; 176: #REF!; 177: #REF!; 178: #REF!; 179: #REF!; 180: #REF!; 181: #REF!; 182: #REF!; 183: #REF!; 184: #REF!; 185: #REF!; 186: #REF!; 187: #REF!; 188: #REF!; 189: #REF!; 190: #REF!; 191: #REF!; 192: #REF!; 193: #REF!; 194: #REF!; 195: #REF!; 196: #REF!; 197: #REF!; 198: #REF!; 199: #REF!; 200: #REF!; 201: #REF!; 202: #REF!; 203: #REF!; 204: #REF!; 205: #REF!; 206: #REF!; 207: #REF!; 208: #REF!; 209: #REF!; 210: #REF!; 211: #REF!; 212: #REF!; 213: #REF!; 214: #REF!; 215: #REF!; 216: #REF!
121 | #REF! | 121: #REF!; 122: #REF!; 123: #REF!; 124: #REF!; 125: #REF!; 126: #REF!; 127: #REF!; 128: #REF!; 129: #REF!; 130: #REF!; 131: #REF!; 132: #REF!; 133: #REF!; 134: #REF!; 135: #REF!; 136: #REF!; 137: #REF!; 138: #REF!; 139: #REF!; 140: #REF!; 141: #REF!; 142: #REF!; 143: #REF!; 144: #REF!; 145: #REF!; 146: #REF!; 147: #REF!; 148: #REF!; 149: #REF!; 150: #REF!; 151: #REF!; 152: #REF!; 153: #REF!; 154: #REF!; 155: #REF!; 156: #REF!; 157: #REF!; 158: #REF!; 159: #REF!; 160: #REF!; 161: #REF!; 162: #REF!; 163: #REF!; 164: #REF!; 165: #REF!; 166: #REF!; 167: #REF!; 168: #REF!; 169: #REF!; 170: #REF!; 171: #REF!; 172: #REF!; 173: #REF!; 174: #REF!; 175: #REF!; 176: #REF!; 177: #REF!; 178: #REF!; 179: #REF!; 180: #REF!; 181: #REF!; 182: #REF!; 183: #REF!; 184: #REF!; 185: #REF!; 186: #REF!; 187: #REF!; 188: #REF!; 189: #REF!; 190: #REF!; 191: #REF!; 192: #REF!; 193: #REF!; 194: #REF!; 195: #REF!; 196: #REF!; 197: #REF!; 198: #REF!; 199: #REF!; 200: #REF!; 201: #REF!; 202: #REF!; 203: #REF!; 204: #REF!; 205: #REF!; 206: #REF!; 207: #REF!; 208: #REF!; 209: #REF!; 210: #REF!; 211: #REF!; 212: #REF!; 213: #REF!; 214: #REF!; 215: #REF!; 216: #REF!
122 | #REF! | 122: #REF!; 123: #REF!; 124: #REF!; 125: #REF!; 126: #REF!; 127: #REF!; 128: #REF!; 129: #REF!; 130: #REF!; 131: #REF!; 132: #REF!; 133: #REF!; 134: #REF!; 135: #REF!; 136: #REF!; 137: #REF!; 138: #REF!; 139: #REF!; 140: #REF!; 141: #REF!; 142: #REF!; 143: #REF!; 144: #REF!; 145: #REF!; 146: #REF!; 147: #REF!; 148: #REF!; 149: #REF!; 150: #REF!; 151: #REF!; 152: #REF!; 153: #REF!; 154: #REF!; 155: #REF!; 156: #REF!; 157: #REF!; 158: #REF!; 159: #REF!; 160: #REF!; 161: #REF!; 162: #REF!; 163: #REF!; 164: #REF!; 165: #REF!; 166: #REF!; 167: #REF!; 168: #REF!; 169: #REF!; 170: #REF!; 171: #REF!; 172: #REF!; 173: #REF!; 174: #REF!; 175: #REF!; 176: #REF!; 177: #REF!; 178: #REF!; 179: #REF!; 180: #REF!; 181: #REF!; 182: #REF!; 183: #REF!; 184: #REF!; 185: #REF!; 186: #REF!; 187: #REF!; 188: #REF!; 189: #REF!; 190: #REF!; 191: #REF!; 192: #REF!; 193: #REF!; 194: #REF!; 195: #REF!; 196: #REF!; 197: #REF!; 198: #REF!; 199: #REF!; 200: #REF!; 201: #REF!; 202: #REF!; 203: #REF!; 204: #REF!; 205: #REF!; 206: #REF!; 207: #REF!; 208: #REF!; 209: #REF!; 210: #REF!; 211: #REF!; 212: #REF!; 213: #REF!; 214: #REF!; 215: #REF!; 216: #REF!
123 | #REF! | 123: #REF!; 124: #REF!; 125: #REF!; 126: #REF!; 127: #REF!; 128: #REF!; 129: #REF!; 130: #REF!; 131: #REF!; 132: #REF!; 133: #REF!; 134: #REF!; 135: #REF!; 136: #REF!; 137: #REF!; 138: #REF!; 139: #REF!; 140: #REF!; 141: #REF!; 142: #REF!; 143: #REF!; 144: #REF!; 145: #REF!; 146: #REF!; 147: #REF!; 148: #REF!; 149: #REF!; 150: #REF!; 151: #REF!; 152: #REF!; 153: #REF!; 154: #REF!; 155: #REF!; 156: #REF!; 157: #REF!; 158: #REF!; 159: #REF!; 160: #REF!; 161: #REF!; 162: #REF!; 163: #REF!; 164: #REF!; 165: #REF!; 166: #REF!; 167: #REF!; 168: #REF!; 169: #REF!; 170: #REF!; 171: #REF!; 172: #REF!; 173: #REF!; 174: #REF!; 175: #REF!; 176: #REF!; 177: #REF!; 178: #REF!; 179: #REF!; 180: #REF!; 181: #REF!; 182: #REF!; 183: #REF!; 184: #REF!; 185: #REF!; 186: #REF!; 187: #REF!; 188: #REF!; 189: #REF!; 190: #REF!; 191: #REF!; 192: #REF!; 193: #REF!; 194: #REF!; 195: #REF!; 196: #REF!; 197: #REF!; 198: #REF!; 199: #REF!; 200: #REF!; 201: #REF!; 202: #REF!; 203: #REF!; 204: #REF!; 205: #REF!; 206: #REF!; 207: #REF!; 208: #REF!; 209: #REF!; 210: #REF!; 211: #REF!; 212: #REF!; 213: #REF!; 214: #REF!; 215: #REF!; 216: #REF!
124 | #REF! | 124: #REF!; 125: #REF!; 126: #REF!; 127: #REF!; 128: #REF!; 129: #REF!; 130: #REF!; 131: #REF!; 132: #REF!; 133: #REF!; 134: #REF!; 135: #REF!; 136: #REF!; 137: #REF!; 138: #REF!; 139: #REF!; 140: #REF!; 141: #REF!; 142: #REF!; 143: #REF!; 144: #REF!; 145: #REF!; 146: #REF!; 147: #REF!; 148: #REF!; 149: #REF!; 150: #REF!; 151: #REF!; 152: #REF!; 153: #REF!; 154: #REF!; 155: #REF!; 156: #REF!; 157: #REF!; 158: #REF!; 159: #REF!; 160: #REF!; 161: #REF!; 162: #REF!; 163: #REF!; 164: #REF!; 165: #REF!; 166: #REF!; 167: #REF!; 168: #REF!; 169: #REF!; 170: #REF!; 171: #REF!; 172: #REF!; 173: #REF!; 174: #REF!; 175: #REF!; 176: #REF!; 177: #REF!; 178: #REF!; 179: #REF!; 180: #REF!; 181: #REF!; 182: #REF!; 183: #REF!; 184: #REF!; 185: #REF!; 186: #REF!; 187: #REF!; 188: #REF!; 189: #REF!; 190: #REF!; 191: #REF!; 192: #REF!; 193: #REF!; 194: #REF!; 195: #REF!; 196: #REF!; 197: #REF!; 198: #REF!; 199: #REF!; 200: #REF!; 201: #REF!; 202: #REF!; 203: #REF!; 204: #REF!; 205: #REF!; 206: #REF!; 207: #REF!; 208: #REF!; 209: #REF!; 210: #REF!; 211: #REF!; 212: #REF!; 213: #REF!; 214: #REF!; 215: #REF!; 216: #REF!
125 | #REF! | 125: #REF!; 126: #REF!; 127: #REF!; 128: #REF!; 129: #REF!; 130: #REF!; 131: #REF!; 132: #REF!; 133: #REF!; 134: #REF!; 135: #REF!; 136: #REF!; 137: #REF!; 138: #REF!; 139: #REF!; 140: #REF!; 141: #REF!; 142: #REF!; 143: #REF!; 144: #REF!; 145: #REF!; 146: #REF!; 147: #REF!; 148: #REF!; 149: #REF!; 150: #REF!; 151: #REF!; 152: #REF!; 153: #REF!; 154: #REF!; 155: #REF!; 156: #REF!; 157: #REF!; 158: #REF!; 159: #REF!; 160: #REF!; 161: #REF!; 162: #REF!; 163: #REF!; 164: #REF!; 165: #REF!; 166: #REF!; 167: #REF!; 168: #REF!; 169: #REF!; 170: #REF!; 171: #REF!; 172: #REF!; 173: #REF!; 174: #REF!; 175: #REF!; 176: #REF!; 177: #REF!; 178: #REF!; 179: #REF!; 180: #REF!; 181: #REF!; 182: #REF!; 183: #REF!; 184: #REF!; 185: #REF!; 186: #REF!; 187: #REF!; 188: #REF!; 189: #REF!; 190: #REF!; 191: #REF!; 192: #REF!; 193: #REF!; 194: #REF!; 195: #REF!; 196: #REF!; 197: #REF!; 198: #REF!; 199: #REF!; 200: #REF!; 201: #REF!; 202: #REF!; 203: #REF!; 204: #REF!; 205: #REF!; 206: #REF!; 207: #REF!; 208: #REF!; 209: #REF!; 210: #REF!; 211: #REF!; 212: #REF!; 213: #REF!; 214: #REF!; 215: #REF!; 216: #REF!
126 | #REF! | 126: #REF!; 127: #REF!; 128: #REF!; 129: #REF!; 130: #REF!; 131: #REF!; 132: #REF!; 133: #REF!; 134: #REF!; 135: #REF!; 136: #REF!; 137: #REF!; 138: #REF!; 139: #REF!; 140: #REF!; 141: #REF!; 142: #REF!; 143: #REF!; 144: #REF!; 145: #REF!; 146: #REF!; 147: #REF!; 148: #REF!; 149: #REF!; 150: #REF!; 151: #REF!; 152: #REF!; 153: #REF!; 154: #REF!; 155: #REF!; 156: #REF!; 157: #REF!; 158: #REF!; 159: #REF!; 160: #REF!; 161: #REF!; 162: #REF!; 163: #REF!; 164: #REF!; 165: #REF!; 166: #REF!; 167: #REF!; 168: #REF!; 169: #REF!; 170: #REF!; 171: #REF!; 172: #REF!; 173: #REF!; 174: #REF!; 175: #REF!; 176: #REF!; 177: #REF!; 178: #REF!; 179: #REF!; 180: #REF!; 181: #REF!; 182: #REF!; 183: #REF!; 184: #REF!; 185: #REF!; 186: #REF!; 187: #REF!; 188: #REF!; 189: #REF!; 190: #REF!; 191: #REF!; 192: #REF!; 193: #REF!; 194: #REF!; 195: #REF!; 196: #REF!; 197: #REF!; 198: #REF!; 199: #REF!; 200: #REF!; 201: #REF!; 202: #REF!; 203: #REF!; 204: #REF!; 205: #REF!; 206: #REF!; 207: #REF!; 208: #REF!; 209: #REF!; 210: #REF!; 211: #REF!; 212: #REF!; 213: #REF!; 214: #REF!; 215: #REF!; 216: #REF!
127 | #REF! | 127: #REF!; 128: #REF!; 129: #REF!; 130: #REF!; 131: #REF!; 132: #REF!; 133: #REF!; 134: #REF!; 135: #REF!; 136: #REF!; 137: #REF!; 138: #REF!; 139: #REF!; 140: #REF!; 141: #REF!; 142: #REF!; 143: #REF!; 144: #REF!; 145: #REF!; 146: #REF!; 147: #REF!; 148: #REF!; 149: #REF!; 150: #REF!; 151: #REF!; 152: #REF!; 153: #REF!; 154: #REF!; 155: #REF!; 156: #REF!; 157: #REF!; 158: #REF!; 159: #REF!; 160: #REF!; 161: #REF!; 162: #REF!; 163: #REF!; 164: #REF!; 165: #REF!; 166: #REF!; 167: #REF!; 168: #REF!; 169: #REF!; 170: #REF!; 171: #REF!; 172: #REF!; 173: #REF!; 174: #REF!; 175: #REF!; 176: #REF!; 177: #REF!; 178: #REF!; 179: #REF!; 180: #REF!; 181: #REF!; 182: #REF!; 183: #REF!; 184: #REF!; 185: #REF!; 186: #REF!; 187: #REF!; 188: #REF!; 189: #REF!; 190: #REF!; 191: #REF!; 192: #REF!; 193: #REF!; 194: #REF!; 195: #REF!; 196: #REF!; 197: #REF!; 198: #REF!; 199: #REF!; 200: #REF!; 201: #REF!; 202: #REF!; 203: #REF!; 204: #REF!; 205: #REF!; 206: #REF!; 207: #REF!; 208: #REF!; 209: #REF!; 210: #REF!; 211: #REF!; 212: #REF!; 213: #REF!; 214: #REF!; 215: #REF!; 216: #REF!
128 | #REF! | 128: #REF!; 129: #REF!; 130: #REF!; 131: #REF!; 132: #REF!; 133: #REF!; 134: #REF!; 135: #REF!; 136: #REF!; 137: #REF!; 138: #REF!; 139: #REF!; 140: #REF!; 141: #REF!; 142: #REF!; 143: #REF!; 144: #REF!; 145: #REF!; 146: #REF!; 147: #REF!; 148: #REF!; 149: #REF!; 150: #REF!; 151: #REF!; 152: #REF!; 153: #REF!; 154: #REF!; 155: #REF!; 156: #REF!; 157: #REF!; 158: #REF!; 159: #REF!; 160: #REF!; 161: #REF!; 162: #REF!; 163: #REF!; 164: #REF!; 165: #REF!; 166: #REF!; 167: #REF!; 168: #REF!; 169: #REF!; 170: #REF!; 171: #REF!; 172: #REF!; 173: #REF!; 174: #REF!; 175: #REF!; 176: #REF!; 177: #REF!; 178: #REF!; 179: #REF!; 180: #REF!; 181: #REF!; 182: #REF!; 183: #REF!; 184: #REF!; 185: #REF!; 186: #REF!; 187: #REF!; 188: #REF!; 189: #REF!; 190: #REF!; 191: #REF!; 192: #REF!; 193: #REF!; 194: #REF!; 195: #REF!; 196: #REF!; 197: #REF!; 198: #REF!; 199: #REF!; 200: #REF!; 201: #REF!; 202: #REF!; 203: #REF!; 204: #REF!; 205: #REF!; 206: #REF!; 207: #REF!; 208: #REF!; 209: #REF!; 210: #REF!; 211: #REF!; 212: #REF!; 213: #REF!; 214: #REF!; 215: #REF!; 216: #REF!
129 | #REF! | 129: #REF!; 130: #REF!; 131: #REF!; 132: #REF!; 133: #REF!; 134: #REF!; 135: #REF!; 136: #REF!; 137: #REF!; 138: #REF!; 139: #REF!; 140: #REF!; 141: #REF!; 142: #REF!; 143: #REF!; 144: #REF!; 145: #REF!; 146: #REF!; 147: #REF!; 148: #REF!; 149: #REF!; 150: #REF!; 151: #REF!; 152: #REF!; 153: #REF!; 154: #REF!; 155: #REF!; 156: #REF!; 157: #REF!; 158: #REF!; 159: #REF!; 160: #REF!; 161: #REF!; 162: #REF!; 163: #REF!; 164: #REF!; 165: #REF!; 166: #REF!; 167: #REF!; 168: #REF!; 169: #REF!; 170: #REF!; 171: #REF!; 172: #REF!; 173: #REF!; 174: #REF!; 175: #REF!; 176: #REF!; 177: #REF!; 178: #REF!; 179: #REF!; 180: #REF!; 181: #REF!; 182: #REF!; 183: #REF!; 184: #REF!; 185: #REF!; 186: #REF!; 187: #REF!; 188: #REF!; 189: #REF!; 190: #REF!; 191: #REF!; 192: #REF!; 193: #REF!; 194: #REF!; 195: #REF!; 196: #REF!; 197: #REF!; 198: #REF!; 199: #REF!; 200: #REF!; 201: #REF!; 202: #REF!; 203: #REF!; 204: #REF!; 205: #REF!; 206: #REF!; 207: #REF!; 208: #REF!; 209: #REF!; 210: #REF!; 211: #REF!; 212: #REF!; 213: #REF!; 214: #REF!; 215: #REF!; 216: #REF!
130 | #REF! | 130: #REF!; 131: #REF!; 132: #REF!; 133: #REF!; 134: #REF!; 135: #REF!; 136: #REF!; 137: #REF!; 138: #REF!; 139: #REF!; 140: #REF!; 141: #REF!; 142: #REF!; 143: #REF!; 144: #REF!; 145: #REF!; 146: #REF!; 147: #REF!; 148: #REF!; 149: #REF!; 150: #REF!; 151: #REF!; 152: #REF!; 153: #REF!; 154: #REF!; 155: #REF!; 156: #REF!; 157: #REF!; 158: #REF!; 159: #REF!; 160: #REF!; 161: #REF!; 162: #REF!; 163: #REF!; 164: #REF!; 165: #REF!; 166: #REF!; 167: #REF!; 168: #REF!; 169: #REF!; 170: #REF!; 171: #REF!; 172: #REF!; 173: #REF!; 174: #REF!; 175: #REF!; 176: #REF!; 177: #REF!; 178: #REF!; 179: #REF!; 180: #REF!; 181: #REF!; 182: #REF!; 183: #REF!; 184: #REF!; 185: #REF!; 186: #REF!; 187: #REF!; 188: #REF!; 189: #REF!; 190: #REF!; 191: #REF!; 192: #REF!; 193: #REF!; 194: #REF!; 195: #REF!; 196: #REF!; 197: #REF!; 198: #REF!; 199: #REF!; 200: #REF!; 201: #REF!; 202: #REF!; 203: #REF!; 204: #REF!; 205: #REF!; 206: #REF!; 207: #REF!; 208: #REF!; 209: #REF!; 210: #REF!; 211: #REF!; 212: #REF!; 213: #REF!; 214: #REF!; 215: #REF!; 216: #REF!
131 | #REF! | 131: #REF!; 132: #REF!; 133: #REF!; 134: #REF!; 135: #REF!; 136: #REF!; 137: #REF!; 138: #REF!; 139: #REF!; 140: #REF!; 141: #REF!; 142: #REF!; 143: #REF!; 144: #REF!; 145: #REF!; 146: #REF!; 147: #REF!; 148: #REF!; 149: #REF!; 150: #REF!; 151: #REF!; 152: #REF!; 153: #REF!; 154: #REF!; 155: #REF!; 156: #REF!; 157: #REF!; 158: #REF!; 159: #REF!; 160: #REF!; 161: #REF!; 162: #REF!; 163: #REF!; 164: #REF!; 165: #REF!; 166: #REF!; 167: #REF!; 168: #REF!; 169: #REF!; 170: #REF!; 171: #REF!; 172: #REF!; 173: #REF!; 174: #REF!; 175: #REF!; 176: #REF!; 177: #REF!; 178: #REF!; 179: #REF!; 180: #REF!; 181: #REF!; 182: #REF!; 183: #REF!; 184: #REF!; 185: #REF!; 186: #REF!; 187: #REF!; 188: #REF!; 189: #REF!; 190: #REF!; 191: #REF!; 192: #REF!; 193: #REF!; 194: #REF!; 195: #REF!; 196: #REF!; 197: #REF!; 198: #REF!; 199: #REF!; 200: #REF!; 201: #REF!; 202: #REF!; 203: #REF!; 204: #REF!; 205: #REF!; 206: #REF!; 207: #REF!; 208: #REF!; 209: #REF!; 210: #REF!; 211: #REF!; 212: #REF!; 213: #REF!; 214: #REF!; 215: #REF!; 216: #REF!
132 | #REF! | 132: #REF!; 133: #REF!; 134: #REF!; 135: #REF!; 136: #REF!; 137: #REF!; 138: #REF!; 139: #REF!; 140: #REF!; 141: #REF!; 142: #REF!; 143: #REF!; 144: #REF!; 145: #REF!; 146: #REF!; 147: #REF!; 148: #REF!; 149: #REF!; 150: #REF!; 151: #REF!; 152: #REF!; 153: #REF!; 154: #REF!; 155: #REF!; 156: #REF!; 157: #REF!; 158: #REF!; 159: #REF!; 160: #REF!; 161: #REF!; 162: #REF!; 163: #REF!; 164: #REF!; 165: #REF!; 166: #REF!; 167: #REF!; 168: #REF!; 169: #REF!; 170: #REF!; 171: #REF!; 172: #REF!; 173: #REF!; 174: #REF!; 175: #REF!; 176: #REF!; 177: #REF!; 178: #REF!; 179: #REF!; 180: #REF!; 181: #REF!; 182: #REF!; 183: #REF!; 184: #REF!; 185: #REF!; 186: #REF!; 187: #REF!; 188: #REF!; 189: #REF!; 190: #REF!; 191: #REF!; 192: #REF!; 193: #REF!; 194: #REF!; 195: #REF!; 196: #REF!; 197: #REF!; 198: #REF!; 199: #REF!; 200: #REF!; 201: #REF!; 202: #REF!; 203: #REF!; 204: #REF!; 205: #REF!; 206: #REF!; 207: #REF!; 208: #REF!; 209: #REF!; 210: #REF!; 211: #REF!; 212: #REF!; 213: #REF!; 214: #REF!; 215: #REF!; 216: #REF!
133 | #REF! | 133: #REF!; 134: #REF!; 135: #REF!; 136: #REF!; 137: #REF!; 138: #REF!; 139: #REF!; 140: #REF!; 141: #REF!; 142: #REF!; 143: #REF!; 144: #REF!; 145: #REF!; 146: #REF!; 147: #REF!; 148: #REF!; 149: #REF!; 150: #REF!; 151: #REF!; 152: #REF!; 153: #REF!; 154: #REF!; 155: #REF!; 156: #REF!; 157: #REF!; 158: #REF!; 159: #REF!; 160: #REF!; 161: #REF!; 162: #REF!; 163: #REF!; 164: #REF!; 165: #REF!; 166: #REF!; 167: #REF!; 168: #REF!; 169: #REF!; 170: #REF!; 171: #REF!; 172: #REF!; 173: #REF!; 174: #REF!; 175: #REF!; 176: #REF!; 177: #REF!; 178: #REF!; 179: #REF!; 180: #REF!; 181: #REF!; 182: #REF!; 183: #REF!; 184: #REF!; 185: #REF!; 186: #REF!; 187: #REF!; 188: #REF!; 189: #REF!; 190: #REF!; 191: #REF!; 192: #REF!; 193: #REF!; 194: #REF!; 195: #REF!; 196: #REF!; 197: #REF!; 198: #REF!; 199: #REF!; 200: #REF!; 201: #REF!; 202: #REF!; 203: #REF!; 204: #REF!; 205: #REF!; 206: #REF!; 207: #REF!; 208: #REF!; 209: #REF!; 210: #REF!; 211: #REF!; 212: #REF!; 213: #REF!; 214: #REF!; 215: #REF!; 216: #REF!
134 | #REF! | 134: #REF!; 135: #REF!; 136: #REF!; 137: #REF!; 138: #REF!; 139: #REF!; 140: #REF!; 141: #REF!; 142: #REF!; 143: #REF!; 144: #REF!; 145: #REF!; 146: #REF!; 147: #REF!; 148: #REF!; 149: #REF!; 150: #REF!; 151: #REF!; 152: #REF!; 153: #REF!; 154: #REF!; 155: #REF!; 156: #REF!; 157: #REF!; 158: #REF!; 159: #REF!; 160: #REF!; 161: #REF!; 162: #REF!; 163: #REF!; 164: #REF!; 165: #REF!; 166: #REF!; 167: #REF!; 168: #REF!; 169: #REF!; 170: #REF!; 171: #REF!; 172: #REF!; 173: #REF!; 174: #REF!; 175: #REF!; 176: #REF!; 177: #REF!; 178: #REF!; 179: #REF!; 180: #REF!; 181: #REF!; 182: #REF!; 183: #REF!; 184: #REF!; 185: #REF!; 186: #REF!; 187: #REF!; 188: #REF!; 189: #REF!; 190: #REF!; 191: #REF!; 192: #REF!; 193: #REF!; 194: #REF!; 195: #REF!; 196: #REF!; 197: #REF!; 198: #REF!; 199: #REF!; 200: #REF!; 201: #REF!; 202: #REF!; 203: #REF!; 204: #REF!; 205: #REF!; 206: #REF!; 207: #REF!; 208: #REF!; 209: #REF!; 210: #REF!; 211: #REF!; 212: #REF!; 213: #REF!; 214: #REF!; 215: #REF!; 216: #REF!
135 | #REF! | 135: #REF!; 136: #REF!; 137: #REF!; 138: #REF!; 139: #REF!; 140: #REF!; 141: #REF!; 142: #REF!; 143: #REF!; 144: #REF!; 145: #REF!; 146: #REF!; 147: #REF!; 148: #REF!; 149: #REF!; 150: #REF!; 151: #REF!; 152: #REF!; 153: #REF!; 154: #REF!; 155: #REF!; 156: #REF!; 157: #REF!; 158: #REF!; 159: #REF!; 160: #REF!; 161: #REF!; 162: #REF!; 163: #REF!; 164: #REF!; 165: #REF!; 166: #REF!; 167: #REF!; 168: #REF!; 169: #REF!; 170: #REF!; 171: #REF!; 172: #REF!; 173: #REF!; 174: #REF!; 175: #REF!; 176: #REF!; 177: #REF!; 178: #REF!; 179: #REF!; 180: #REF!; 181: #REF!; 182: #REF!; 183: #REF!; 184: #REF!; 185: #REF!; 186: #REF!; 187: #REF!; 188: #REF!; 189: #REF!; 190: #REF!; 191: #REF!; 192: #REF!; 193: #REF!; 194: #REF!; 195: #REF!; 196: #REF!; 197: #REF!; 198: #REF!; 199: #REF!; 200: #REF!; 201: #REF!; 202: #REF!; 203: #REF!; 204: #REF!; 205: #REF!; 206: #REF!; 207: #REF!; 208: #REF!; 209: #REF!; 210: #REF!; 211: #REF!; 212: #REF!; 213: #REF!; 214: #REF!; 215: #REF!; 216: #REF!
136 | #REF! | 136: #REF!; 137: #REF!; 138: #REF!; 139: #REF!; 140: #REF!; 141: #REF!; 142: #REF!; 143: #REF!; 144: #REF!; 145: #REF!; 146: #REF!; 147: #REF!; 148: #REF!; 149: #REF!; 150: #REF!; 151: #REF!; 152: #REF!; 153: #REF!; 154: #REF!; 155: #REF!; 156: #REF!; 157: #REF!; 158: #REF!; 159: #REF!; 160: #REF!; 161: #REF!; 162: #REF!; 163: #REF!; 164: #REF!; 165: #REF!; 166: #REF!; 167: #REF!; 168: #REF!; 169: #REF!; 170: #REF!; 171: #REF!; 172: #REF!; 173: #REF!; 174: #REF!; 175: #REF!; 176: #REF!; 177: #REF!; 178: #REF!; 179: #REF!; 180: #REF!; 181: #REF!; 182: #REF!; 183: #REF!; 184: #REF!; 185: #REF!; 186: #REF!; 187: #REF!; 188: #REF!; 189: #REF!; 190: #REF!; 191: #REF!; 192: #REF!; 193: #REF!; 194: #REF!; 195: #REF!; 196: #REF!; 197: #REF!; 198: #REF!; 199: #REF!; 200: #REF!; 201: #REF!; 202: #REF!; 203: #REF!; 204: #REF!; 205: #REF!; 206: #REF!; 207: #REF!; 208: #REF!; 209: #REF!; 210: #REF!; 211: #REF!; 212: #REF!; 213: #REF!; 214: #REF!; 215: #REF!; 216: #REF!
137 | #REF! | 137: #REF!; 138: #REF!; 139: #REF!; 140: #REF!; 141: #REF!; 142: #REF!; 143: #REF!; 144: #REF!; 145: #REF!; 146: #REF!; 147: #REF!; 148: #REF!; 149: #REF!; 150: #REF!; 151: #REF!; 152: #REF!; 153: #REF!; 154: #REF!; 155: #REF!; 156: #REF!; 157: #REF!; 158: #REF!; 159: #REF!; 160: #REF!; 161: #REF!; 162: #REF!; 163: #REF!; 164: #REF!; 165: #REF!; 166: #REF!; 167: #REF!; 168: #REF!; 169: #REF!; 170: #REF!; 171: #REF!; 172: #REF!; 173: #REF!; 174: #REF!; 175: #REF!; 176: #REF!; 177: #REF!; 178: #REF!; 179: #REF!; 180: #REF!; 181: #REF!; 182: #REF!; 183: #REF!; 184: #REF!; 185: #REF!; 186: #REF!; 187: #REF!; 188: #REF!; 189: #REF!; 190: #REF!; 191: #REF!; 192: #REF!; 193: #REF!; 194: #REF!; 195: #REF!; 196: #REF!; 197: #REF!; 198: #REF!; 199: #REF!; 200: #REF!; 201: #REF!; 202: #REF!; 203: #REF!; 204: #REF!; 205: #REF!; 206: #REF!; 207: #REF!; 208: #REF!; 209: #REF!; 210: #REF!; 211: #REF!; 212: #REF!; 213: #REF!; 214: #REF!; 215: #REF!; 216: #REF!
138 | #REF! | 138: #REF!; 139: #REF!; 140: #REF!; 141: #REF!; 142: #REF!; 143: #REF!; 144: #REF!; 145: #REF!; 146: #REF!; 147: #REF!; 148: #REF!; 149: #REF!; 150: #REF!; 151: #REF!; 152: #REF!; 153: #REF!; 154: #REF!; 155: #REF!; 156: #REF!; 157: #REF!; 158: #REF!; 159: #REF!; 160: #REF!; 161: #REF!; 162: #REF!; 163: #REF!; 164: #REF!; 165: #REF!; 166: #REF!; 167: #REF!; 168: #REF!; 169: #REF!; 170: #REF!; 171: #REF!; 172: #REF!; 173: #REF!; 174: #REF!; 175: #REF!; 176: #REF!; 177: #REF!; 178: #REF!; 179: #REF!; 180: #REF!; 181: #REF!; 182: #REF!; 183: #REF!; 184: #REF!; 185: #REF!; 186: #REF!; 187: #REF!; 188: #REF!; 189: #REF!; 190: #REF!; 191: #REF!; 192: #REF!; 193: #REF!; 194: #REF!; 195: #REF!; 196: #REF!; 197: #REF!; 198: #REF!; 199: #REF!; 200: #REF!; 201: #REF!; 202: #REF!; 203: #REF!; 204: #REF!; 205: #REF!; 206: #REF!; 207: #REF!; 208: #REF!; 209: #REF!; 210: #REF!; 211: #REF!; 212: #REF!; 213: #REF!; 214: #REF!; 215: #REF!; 216: #REF!
139 | #REF! | 139: #REF!; 140: #REF!; 141: #REF!; 142: #REF!; 143: #REF!; 144: #REF!; 145: #REF!; 146: #REF!; 147: #REF!; 148: #REF!; 149: #REF!; 150: #REF!; 151: #REF!; 152: #REF!; 153: #REF!; 154: #REF!; 155: #REF!; 156: #REF!; 157: #REF!; 158: #REF!; 159: #REF!; 160: #REF!; 161: #REF!; 162: #REF!; 163: #REF!; 164: #REF!; 165: #REF!; 166: #REF!; 167: #REF!; 168: #REF!; 169: #REF!; 170: #REF!; 171: #REF!; 172: #REF!; 173: #REF!; 174: #REF!; 175: #REF!; 176: #REF!; 177: #REF!; 178: #REF!; 179: #REF!; 180: #REF!; 181: #REF!; 182: #REF!; 183: #REF!; 184: #REF!; 185: #REF!; 186: #REF!; 187: #REF!; 188: #REF!; 189: #REF!; 190: #REF!; 191: #REF!; 192: #REF!; 193: #REF!; 194: #REF!; 195: #REF!; 196: #REF!; 197: #REF!; 198: #REF!; 199: #REF!; 200: #REF!; 201: #REF!; 202: #REF!; 203: #REF!; 204: #REF!; 205: #REF!; 206: #REF!; 207: #REF!; 208: #REF!; 209: #REF!; 210: #REF!; 211: #REF!; 212: #REF!; 213: #REF!; 214: #REF!; 215: #REF!; 216: #REF!
140 | #REF! | 140: #REF!; 141: #REF!; 142: #REF!; 143: #REF!; 144: #REF!; 145: #REF!; 146: #REF!; 147: #REF!; 148: #REF!; 149: #REF!; 150: #REF!; 151: #REF!; 152: #REF!; 153: #REF!; 154: #REF!; 155: #REF!; 156: #REF!; 157: #REF!; 158: #REF!; 159: #REF!; 160: #REF!; 161: #REF!; 162: #REF!; 163: #REF!; 164: #REF!; 165: #REF!; 166: #REF!; 167: #REF!; 168: #REF!; 169: #REF!; 170: #REF!; 171: #REF!; 172: #REF!; 173: #REF!; 174: #REF!; 175: #REF!; 176: #REF!; 177: #REF!; 178: #REF!; 179: #REF!; 180: #REF!; 181: #REF!; 182: #REF!; 183: #REF!; 184: #REF!; 185: #REF!; 186: #REF!; 187: #REF!; 188: #REF!; 189: #REF!; 190: #REF!; 191: #REF!; 192: #REF!; 193: #REF!; 194: #REF!; 195: #REF!; 196: #REF!; 197: #REF!; 198: #REF!; 199: #REF!; 200: #REF!; 201: #REF!; 202: #REF!; 203: #REF!; 204: #REF!; 205: #REF!; 206: #REF!; 207: #REF!; 208: #REF!; 209: #REF!; 210: #REF!; 211: #REF!; 212: #REF!; 213: #REF!; 214: #REF!; 215: #REF!; 216: #REF!
141 | #REF! | 141: #REF!; 142: #REF!; 143: #REF!; 144: #REF!; 145: #REF!; 146: #REF!; 147: #REF!; 148: #REF!; 149: #REF!; 150: #REF!; 151: #REF!; 152: #REF!; 153: #REF!; 154: #REF!; 155: #REF!; 156: #REF!; 157: #REF!; 158: #REF!; 159: #REF!; 160: #REF!; 161: #REF!; 162: #REF!; 163: #REF!; 164: #REF!; 165: #REF!; 166: #REF!; 167: #REF!; 168: #REF!; 169: #REF!; 170: #REF!; 171: #REF!; 172: #REF!; 173: #REF!; 174: #REF!; 175: #REF!; 176: #REF!; 177: #REF!; 178: #REF!; 179: #REF!; 180: #REF!; 181: #REF!; 182: #REF!; 183: #REF!; 184: #REF!; 185: #REF!; 186: #REF!; 187: #REF!; 188: #REF!; 189: #REF!; 190: #REF!; 191: #REF!; 192: #REF!; 193: #REF!; 194: #REF!; 195: #REF!; 196: #REF!; 197: #REF!; 198: #REF!; 199: #REF!; 200: #REF!; 201: #REF!; 202: #REF!; 203: #REF!; 204: #REF!; 205: #REF!; 206: #REF!; 207: #REF!; 208: #REF!; 209: #REF!; 210: #REF!; 211: #REF!; 212: #REF!; 213: #REF!; 214: #REF!; 215: #REF!; 216: #REF!
142 | #REF! | 142: #REF!; 143: #REF!; 144: #REF!; 145: #REF!; 146: #REF!; 147: #REF!; 148: #REF!; 149: #REF!; 150: #REF!; 151: #REF!; 152: #REF!; 153: #REF!; 154: #REF!; 155: #REF!; 156: #REF!; 157: #REF!; 158: #REF!; 159: #REF!; 160: #REF!; 161: #REF!; 162: #REF!; 163: #REF!; 164: #REF!; 165: #REF!; 166: #REF!; 167: #REF!; 168: #REF!; 169: #REF!; 170: #REF!; 171: #REF!; 172: #REF!; 173: #REF!; 174: #REF!; 175: #REF!; 176: #REF!; 177: #REF!; 178: #REF!; 179: #REF!; 180: #REF!; 181: #REF!; 182: #REF!; 183: #REF!; 184: #REF!; 185: #REF!; 186: #REF!; 187: #REF!; 188: #REF!; 189: #REF!; 190: #REF!; 191: #REF!; 192: #REF!; 193: #REF!; 194: #REF!; 195: #REF!; 196: #REF!; 197: #REF!; 198: #REF!; 199: #REF!; 200: #REF!; 201: #REF!; 202: #REF!; 203: #REF!; 204: #REF!; 205: #REF!; 206: #REF!; 207: #REF!; 208: #REF!; 209: #REF!; 210: #REF!; 211: #REF!; 212: #REF!; 213: #REF!; 214: #REF!; 215: #REF!; 216: #REF!
143 | #REF! | 143: #REF!; 144: #REF!; 145: #REF!; 146: #REF!; 147: #REF!; 148: #REF!; 149: #REF!; 150: #REF!; 151: #REF!; 152: #REF!; 153: #REF!; 154: #REF!; 155: #REF!; 156: #REF!; 157: #REF!; 158: #REF!; 159: #REF!; 160: #REF!; 161: #REF!; 162: #REF!; 163: #REF!; 164: #REF!; 165: #REF!; 166: #REF!; 167: #REF!; 168: #REF!; 169: #REF!; 170: #REF!; 171: #REF!; 172: #REF!; 173: #REF!; 174: #REF!; 175: #REF!; 176: #REF!; 177: #REF!; 178: #REF!; 179: #REF!; 180: #REF!; 181: #REF!; 182: #REF!; 183: #REF!; 184: #REF!; 185: #REF!; 186: #REF!; 187: #REF!; 188: #REF!; 189: #REF!; 190: #REF!; 191: #REF!; 192: #REF!; 193: #REF!; 194: #REF!; 195: #REF!; 196: #REF!; 197: #REF!; 198: #REF!; 199: #REF!; 200: #REF!; 201: #REF!; 202: #REF!; 203: #REF!; 204: #REF!; 205: #REF!; 206: #REF!; 207: #REF!; 208: #REF!; 209: #REF!; 210: #REF!; 211: #REF!; 212: #REF!; 213: #REF!; 214: #REF!; 215: #REF!; 216: #REF!
144 | #REF! | 144: #REF!; 145: #REF!; 146: #REF!; 147: #REF!; 148: #REF!; 149: #REF!; 150: #REF!; 151: #REF!; 152: #REF!; 153: #REF!; 154: #REF!; 155: #REF!; 156: #REF!; 157: #REF!; 158: #REF!; 159: #REF!; 160: #REF!; 161: #REF!; 162: #REF!; 163: #REF!; 164: #REF!; 165: #REF!; 166: #REF!; 167: #REF!; 168: #REF!; 169: #REF!; 170: #REF!; 171: #REF!; 172: #REF!; 173: #REF!; 174: #REF!; 175: #REF!; 176: #REF!; 177: #REF!; 178: #REF!; 179: #REF!; 180: #REF!; 181: #REF!; 182: #REF!; 183: #REF!; 184: #REF!; 185: #REF!; 186: #REF!; 187: #REF!; 188: #REF!; 189: #REF!; 190: #REF!; 191: #REF!; 192: #REF!; 193: #REF!; 194: #REF!; 195: #REF!; 196: #REF!; 197: #REF!; 198: #REF!; 199: #REF!; 200: #REF!; 201: #REF!; 202: #REF!; 203: #REF!; 204: #REF!; 205: #REF!; 206: #REF!; 207: #REF!; 208: #REF!; 209: #REF!; 210: #REF!; 211: #REF!; 212: #REF!; 213: #REF!; 214: #REF!; 215: #REF!; 216: #REF!
145 | #REF! | 145: #REF!; 146: #REF!; 147: #REF!; 148: #REF!; 149: #REF!; 150: #REF!; 151: #REF!; 152: #REF!; 153: #REF!; 154: #REF!; 155: #REF!; 156: #REF!; 157: #REF!; 158: #REF!; 159: #REF!; 160: #REF!; 161: #REF!; 162: #REF!; 163: #REF!; 164: #REF!; 165: #REF!; 166: #REF!; 167: #REF!; 168: #REF!; 169: #REF!; 170: #REF!; 171: #REF!; 172: #REF!; 173: #REF!; 174: #REF!; 175: #REF!; 176: #REF!; 177: #REF!; 178: #REF!; 179: #REF!; 180: #REF!; 181: #REF!; 182: #REF!; 183: #REF!; 184: #REF!; 185: #REF!; 186: #REF!; 187: #REF!; 188: #REF!; 189: #REF!; 190: #REF!; 191: #REF!; 192: #REF!; 193: #REF!; 194: #REF!; 195: #REF!; 196: #REF!; 197: #REF!; 198: #REF!; 199: #REF!; 200: #REF!; 201: #REF!; 202: #REF!; 203: #REF!; 204: #REF!; 205: #REF!; 206: #REF!; 207: #REF!; 208: #REF!; 209: #REF!; 210: #REF!; 211: #REF!; 212: #REF!; 213: #REF!; 214: #REF!; 215: #REF!; 216: #REF!
146 | #REF! | 146: #REF!; 147: #REF!; 148: #REF!; 149: #REF!; 150: #REF!; 151: #REF!; 152: #REF!; 153: #REF!; 154: #REF!; 155: #REF!; 156: #REF!; 157: #REF!; 158: #REF!; 159: #REF!; 160: #REF!; 161: #REF!; 162: #REF!; 163: #REF!; 164: #REF!; 165: #REF!; 166: #REF!; 167: #REF!; 168: #REF!; 169: #REF!; 170: #REF!; 171: #REF!; 172: #REF!; 173: #REF!; 174: #REF!; 175: #REF!; 176: #REF!; 177: #REF!; 178: #REF!; 179: #REF!; 180: #REF!; 181: #REF!; 182: #REF!; 183: #REF!; 184: #REF!; 185: #REF!; 186: #REF!; 187: #REF!; 188: #REF!; 189: #REF!; 190: #REF!; 191: #REF!; 192: #REF!; 193: #REF!; 194: #REF!; 195: #REF!; 196: #REF!; 197: #REF!; 198: #REF!; 199: #REF!; 200: #REF!; 201: #REF!; 202: #REF!; 203: #REF!; 204: #REF!; 205: #REF!; 206: #REF!; 207: #REF!; 208: #REF!; 209: #REF!; 210: #REF!; 211: #REF!; 212: #REF!; 213: #REF!; 214: #REF!; 215: #REF!; 216: #REF!
147 | #REF! | 147: #REF!; 148: #REF!; 149: #REF!; 150: #REF!; 151: #REF!; 152: #REF!; 153: #REF!; 154: #REF!; 155: #REF!; 156: #REF!; 157: #REF!; 158: #REF!; 159: #REF!; 160: #REF!; 161: #REF!; 162: #REF!; 163: #REF!; 164: #REF!; 165: #REF!; 166: #REF!; 167: #REF!; 168: #REF!; 169: #REF!; 170: #REF!; 171: #REF!; 172: #REF!; 173: #REF!; 174: #REF!; 175: #REF!; 176: #REF!; 177: #REF!; 178: #REF!; 179: #REF!; 180: #REF!; 181: #REF!; 182: #REF!; 183: #REF!; 184: #REF!; 185: #REF!; 186: #REF!; 187: #REF!; 188: #REF!; 189: #REF!; 190: #REF!; 191: #REF!; 192: #REF!; 193: #REF!; 194: #REF!; 195: #REF!; 196: #REF!; 197: #REF!; 198: #REF!; 199: #REF!; 200: #REF!; 201: #REF!; 202: #REF!; 203: #REF!; 204: #REF!; 205: #REF!; 206: #REF!; 207: #REF!; 208: #REF!; 209: #REF!; 210: #REF!; 211: #REF!; 212: #REF!; 213: #REF!; 214: #REF!; 215: #REF!; 216: #REF!
148 | #REF! | 148: #REF!; 149: #REF!; 150: #REF!; 151: #REF!; 152: #REF!; 153: #REF!; 154: #REF!; 155: #REF!; 156: #REF!; 157: #REF!; 158: #REF!; 159: #REF!; 160: #REF!; 161: #REF!; 162: #REF!; 163: #REF!; 164: #REF!; 165: #REF!; 166: #REF!; 167: #REF!; 168: #REF!; 169: #REF!; 170: #REF!; 171: #REF!; 172: #REF!; 173: #REF!; 174: #REF!; 175: #REF!; 176: #REF!; 177: #REF!; 178: #REF!; 179: #REF!; 180: #REF!; 181: #REF!; 182: #REF!; 183: #REF!; 184: #REF!; 185: #REF!; 186: #REF!; 187: #REF!; 188: #REF!; 189: #REF!; 190: #REF!; 191: #REF!; 192: #REF!; 193: #REF!; 194: #REF!; 195: #REF!; 196: #REF!; 197: #REF!; 198: #REF!; 199: #REF!; 200: #REF!; 201: #REF!; 202: #REF!; 203: #REF!; 204: #REF!; 205: #REF!; 206: #REF!; 207: #REF!; 208: #REF!; 209: #REF!; 210: #REF!; 211: #REF!; 212: #REF!; 213: #REF!; 214: #REF!; 215: #REF!; 216: #REF!
149 | #REF! | 149: #REF!; 150: #REF!; 151: #REF!; 152: #REF!; 153: #REF!; 154: #REF!; 155: #REF!; 156: #REF!; 157: #REF!; 158: #REF!; 159: #REF!; 160: #REF!; 161: #REF!; 162: #REF!; 163: #REF!; 164: #REF!; 165: #REF!; 166: #REF!; 167: #REF!; 168: #REF!; 169: #REF!; 170: #REF!; 171: #REF!; 172: #REF!; 173: #REF!; 174: #REF!; 175: #REF!; 176: #REF!; 177: #REF!; 178: #REF!; 179: #REF!; 180: #REF!; 181: #REF!; 182: #REF!; 183: #REF!; 184: #REF!; 185: #REF!; 186: #REF!; 187: #REF!; 188: #REF!; 189: #REF!; 190: #REF!; 191: #REF!; 192: #REF!; 193: #REF!; 194: #REF!; 195: #REF!; 196: #REF!; 197: #REF!; 198: #REF!; 199: #REF!; 200: #REF!; 201: #REF!; 202: #REF!; 203: #REF!; 204: #REF!; 205: #REF!; 206: #REF!; 207: #REF!; 208: #REF!; 209: #REF!; 210: #REF!; 211: #REF!; 212: #REF!; 213: #REF!; 214: #REF!; 215: #REF!; 216: #REF!
150 | #REF! | 150: #REF!; 151: #REF!; 152: #REF!; 153: #REF!; 154: #REF!; 155: #REF!; 156: #REF!; 157: #REF!; 158: #REF!; 159: #REF!; 160: #REF!; 161: #REF!; 162: #REF!; 163: #REF!; 164: #REF!; 165: #REF!; 166: #REF!; 167: #REF!; 168: #REF!; 169: #REF!; 170: #REF!; 171: #REF!; 172: #REF!; 173: #REF!; 174: #REF!; 175: #REF!; 176: #REF!; 177: #REF!; 178: #REF!; 179: #REF!; 180: #REF!; 181: #REF!; 182: #REF!; 183: #REF!; 184: #REF!; 185: #REF!; 186: #REF!; 187: #REF!; 188: #REF!; 189: #REF!; 190: #REF!; 191: #REF!; 192: #REF!; 193: #REF!; 194: #REF!; 195: #REF!; 196: #REF!; 197: #REF!; 198: #REF!; 199: #REF!; 200: #REF!; 201: #REF!; 202: #REF!; 203: #REF!; 204: #REF!; 205: #REF!; 206: #REF!; 207: #REF!; 208: #REF!; 209: #REF!; 210: #REF!; 211: #REF!; 212: #REF!; 213: #REF!; 214: #REF!; 215: #REF!; 216: #REF!
151 | #REF! | 151: #REF!; 152: #REF!; 153: #REF!; 154: #REF!; 155: #REF!; 156: #REF!; 157: #REF!; 158: #REF!; 159: #REF!; 160: #REF!; 161: #REF!; 162: #REF!; 163: #REF!; 164: #REF!; 165: #REF!; 166: #REF!; 167: #REF!; 168: #REF!; 169: #REF!; 170: #REF!; 171: #REF!; 172: #REF!; 173: #REF!; 174: #REF!; 175: #REF!; 176: #REF!; 177: #REF!; 178: #REF!; 179: #REF!; 180: #REF!; 181: #REF!; 182: #REF!; 183: #REF!; 184: #REF!; 185: #REF!; 186: #REF!; 187: #REF!; 188: #REF!; 189: #REF!; 190: #REF!; 191: #REF!; 192: #REF!; 193: #REF!; 194: #REF!; 195: #REF!; 196: #REF!; 197: #REF!; 198: #REF!; 199: #REF!; 200: #REF!; 201: #REF!; 202: #REF!; 203: #REF!; 204: #REF!; 205: #REF!; 206: #REF!; 207: #REF!; 208: #REF!; 209: #REF!; 210: #REF!; 211: #REF!; 212: #REF!; 213: #REF!; 214: #REF!; 215: #REF!; 216: #REF!
152 | #REF! | 152: #REF!; 153: #REF!; 154: #REF!; 155: #REF!; 156: #REF!; 157: #REF!; 158: #REF!; 159: #REF!; 160: #REF!; 161: #REF!; 162: #REF!; 163: #REF!; 164: #REF!; 165: #REF!; 166: #REF!; 167: #REF!; 168: #REF!; 169: #REF!; 170: #REF!; 171: #REF!; 172: #REF!; 173: #REF!; 174: #REF!; 175: #REF!; 176: #REF!; 177: #REF!; 178: #REF!; 179: #REF!; 180: #REF!; 181: #REF!; 182: #REF!; 183: #REF!; 184: #REF!; 185: #REF!; 186: #REF!; 187: #REF!; 188: #REF!; 189: #REF!; 190: #REF!; 191: #REF!; 192: #REF!; 193: #REF!; 194: #REF!; 195: #REF!; 196: #REF!; 197: #REF!; 198: #REF!; 199: #REF!; 200: #REF!; 201: #REF!; 202: #REF!; 203: #REF!; 204: #REF!; 205: #REF!; 206: #REF!; 207: #REF!; 208: #REF!; 209: #REF!; 210: #REF!; 211: #REF!; 212: #REF!; 213: #REF!; 214: #REF!; 215: #REF!; 216: #REF!
153 | #REF! | 153: #REF!; 154: #REF!; 155: #REF!; 156: #REF!; 157: #REF!; 158: #REF!; 159: #REF!; 160: #REF!; 161: #REF!; 162: #REF!; 163: #REF!; 164: #REF!; 165: #REF!; 166: #REF!; 167: #REF!; 168: #REF!; 169: #REF!; 170: #REF!; 171: #REF!; 172: #REF!; 173: #REF!; 174: #REF!; 175: #REF!; 176: #REF!; 177: #REF!; 178: #REF!; 179: #REF!; 180: #REF!; 181: #REF!; 182: #REF!; 183: #REF!; 184: #REF!; 185: #REF!; 186: #REF!; 187: #REF!; 188: #REF!; 189: #REF!; 190: #REF!; 191: #REF!; 192: #REF!; 193: #REF!; 194: #REF!; 195: #REF!; 196: #REF!; 197: #REF!; 198: #REF!; 199: #REF!; 200: #REF!; 201: #REF!; 202: #REF!; 203: #REF!; 204: #REF!; 205: #REF!; 206: #REF!; 207: #REF!; 208: #REF!; 209: #REF!; 210: #REF!; 211: #REF!; 212: #REF!; 213: #REF!; 214: #REF!; 215: #REF!; 216: #REF!
154 | #REF! | 154: #REF!; 155: #REF!; 156: #REF!; 157: #REF!; 158: #REF!; 159: #REF!; 160: #REF!; 161: #REF!; 162: #REF!; 163: #REF!; 164: #REF!; 165: #REF!; 166: #REF!; 167: #REF!; 168: #REF!; 169: #REF!; 170: #REF!; 171: #REF!; 172: #REF!; 173: #REF!; 174: #REF!; 175: #REF!; 176: #REF!; 177: #REF!; 178: #REF!; 179: #REF!; 180: #REF!; 181: #REF!; 182: #REF!; 183: #REF!; 184: #REF!; 185: #REF!; 186: #REF!; 187: #REF!; 188: #REF!; 189: #REF!; 190: #REF!; 191: #REF!; 192: #REF!; 193: #REF!; 194: #REF!; 195: #REF!; 196: #REF!; 197: #REF!; 198: #REF!; 199: #REF!; 200: #REF!; 201: #REF!; 202: #REF!; 203: #REF!; 204: #REF!; 205: #REF!; 206: #REF!; 207: #REF!; 208: #REF!; 209: #REF!; 210: #REF!; 211: #REF!; 212: #REF!; 213: #REF!; 214: #REF!; 215: #REF!; 216: #REF!
155 | #REF! | 155: #REF!; 156: #REF!; 157: #REF!; 158: #REF!; 159: #REF!; 160: #REF!; 161: #REF!; 162: #REF!; 163: #REF!; 164: #REF!; 165: #REF!; 166: #REF!; 167: #REF!; 168: #REF!; 169: #REF!; 170: #REF!; 171: #REF!; 172: #REF!; 173: #REF!; 174: #REF!; 175: #REF!; 176: #REF!; 177: #REF!; 178: #REF!; 179: #REF!; 180: #REF!; 181: #REF!; 182: #REF!; 183: #REF!; 184: #REF!; 185: #REF!; 186: #REF!; 187: #REF!; 188: #REF!; 189: #REF!; 190: #REF!; 191: #REF!; 192: #REF!; 193: #REF!; 194: #REF!; 195: #REF!; 196: #REF!; 197: #REF!; 198: #REF!; 199: #REF!; 200: #REF!; 201: #REF!; 202: #REF!; 203: #REF!; 204: #REF!; 205: #REF!; 206: #REF!; 207: #REF!; 208: #REF!; 209: #REF!; 210: #REF!; 211: #REF!; 212: #REF!; 213: #REF!; 214: #REF!; 215: #REF!; 216: #REF!
156 | #REF! | 156: #REF!; 157: #REF!; 158: #REF!; 159: #REF!; 160: #REF!; 161: #REF!; 162: #REF!; 163: #REF!; 164: #REF!; 165: #REF!; 166: #REF!; 167: #REF!; 168: #REF!; 169: #REF!; 170: #REF!; 171: #REF!; 172: #REF!; 173: #REF!; 174: #REF!; 175: #REF!; 176: #REF!; 177: #REF!; 178: #REF!; 179: #REF!; 180: #REF!; 181: #REF!; 182: #REF!; 183: #REF!; 184: #REF!; 185: #REF!; 186: #REF!; 187: #REF!; 188: #REF!; 189: #REF!; 190: #REF!; 191: #REF!; 192: #REF!; 193: #REF!; 194: #REF!; 195: #REF!; 196: #REF!; 197: #REF!; 198: #REF!; 199: #REF!; 200: #REF!; 201: #REF!; 202: #REF!; 203: #REF!; 204: #REF!; 205: #REF!; 206: #REF!; 207: #REF!; 208: #REF!; 209: #REF!; 210: #REF!; 211: #REF!; 212: #REF!; 213: #REF!; 214: #REF!; 215: #REF!; 216: #REF!
157 | #REF! | 157: #REF!; 158: #REF!; 159: #REF!; 160: #REF!; 161: #REF!; 162: #REF!; 163: #REF!; 164: #REF!; 165: #REF!; 166: #REF!; 167: #REF!; 168: #REF!; 169: #REF!; 170: #REF!; 171: #REF!; 172: #REF!; 173: #REF!; 174: #REF!; 175: #REF!; 176: #REF!; 177: #REF!; 178: #REF!; 179: #REF!; 180: #REF!; 181: #REF!; 182: #REF!; 183: #REF!; 184: #REF!; 185: #REF!; 186: #REF!; 187: #REF!; 188: #REF!; 189: #REF!; 190: #REF!; 191: #REF!; 192: #REF!; 193: #REF!; 194: #REF!; 195: #REF!; 196: #REF!; 197: #REF!; 198: #REF!; 199: #REF!; 200: #REF!; 201: #REF!; 202: #REF!; 203: #REF!; 204: #REF!; 205: #REF!; 206: #REF!; 207: #REF!; 208: #REF!; 209: #REF!; 210: #REF!; 211: #REF!; 212: #REF!; 213: #REF!; 214: #REF!; 215: #REF!; 216: #REF!
158 | #REF! | 158: #REF!; 159: #REF!; 160: #REF!; 161: #REF!; 162: #REF!; 163: #REF!; 164: #REF!; 165: #REF!; 166: #REF!; 167: #REF!; 168: #REF!; 169: #REF!; 170: #REF!; 171: #REF!; 172: #REF!; 173: #REF!; 174: #REF!; 175: #REF!; 176: #REF!; 177: #REF!; 178: #REF!; 179: #REF!; 180: #REF!; 181: #REF!; 182: #REF!; 183: #REF!; 184: #REF!; 185: #REF!; 186: #REF!; 187: #REF!; 188: #REF!; 189: #REF!; 190: #REF!; 191: #REF!; 192: #REF!; 193: #REF!; 194: #REF!; 195: #REF!; 196: #REF!; 197: #REF!; 198: #REF!; 199: #REF!; 200: #REF!; 201: #REF!; 202: #REF!; 203: #REF!; 204: #REF!; 205: #REF!; 206: #REF!; 207: #REF!; 208: #REF!; 209: #REF!; 210: #REF!; 211: #REF!; 212: #REF!; 213: #REF!; 214: #REF!; 215: #REF!; 216: #REF!
159 | #REF! | 159: #REF!; 160: #REF!; 161: #REF!; 162: #REF!; 163: #REF!; 164: #REF!; 165: #REF!; 166: #REF!; 167: #REF!; 168: #REF!; 169: #REF!; 170: #REF!; 171: #REF!; 172: #REF!; 173: #REF!; 174: #REF!; 175: #REF!; 176: #REF!; 177: #REF!; 178: #REF!; 179: #REF!; 180: #REF!; 181: #REF!; 182: #REF!; 183: #REF!; 184: #REF!; 185: #REF!; 186: #REF!; 187: #REF!; 188: #REF!; 189: #REF!; 190: #REF!; 191: #REF!; 192: #REF!; 193: #REF!; 194: #REF!; 195: #REF!; 196: #REF!; 197: #REF!; 198: #REF!; 199: #REF!; 200: #REF!; 201: #REF!; 202: #REF!; 203: #REF!; 204: #REF!; 205: #REF!; 206: #REF!; 207: #REF!; 208: #REF!; 209: #REF!; 210: #REF!; 211: #REF!; 212: #REF!; 213: #REF!; 214: #REF!; 215: #REF!; 216: #REF!
160 | #REF! | 160: #REF!; 161: #REF!; 162: #REF!; 163: #REF!; 164: #REF!; 165: #REF!; 166: #REF!; 167: #REF!; 168: #REF!; 169: #REF!; 170: #REF!; 171: #REF!; 172: #REF!; 173: #REF!; 174: #REF!; 175: #REF!; 176: #REF!; 177: #REF!; 178: #REF!; 179: #REF!; 180: #REF!; 181: #REF!; 182: #REF!; 183: #REF!; 184: #REF!; 185: #REF!; 186: #REF!; 187: #REF!; 188: #REF!; 189: #REF!; 190: #REF!; 191: #REF!; 192: #REF!; 193: #REF!; 194: #REF!; 195: #REF!; 196: #REF!; 197: #REF!; 198: #REF!; 199: #REF!; 200: #REF!; 201: #REF!; 202: #REF!; 203: #REF!; 204: #REF!; 205: #REF!; 206: #REF!; 207: #REF!; 208: #REF!; 209: #REF!; 210: #REF!; 211: #REF!; 212: #REF!; 213: #REF!; 214: #REF!; 215: #REF!; 216: #REF!
161 | #REF! | 161: #REF!; 162: #REF!; 163: #REF!; 164: #REF!; 165: #REF!; 166: #REF!; 167: #REF!; 168: #REF!; 169: #REF!; 170: #REF!; 171: #REF!; 172: #REF!; 173: #REF!; 174: #REF!; 175: #REF!; 176: #REF!; 177: #REF!; 178: #REF!; 179: #REF!; 180: #REF!; 181: #REF!; 182: #REF!; 183: #REF!; 184: #REF!; 185: #REF!; 186: #REF!; 187: #REF!; 188: #REF!; 189: #REF!; 190: #REF!; 191: #REF!; 192: #REF!; 193: #REF!; 194: #REF!; 195: #REF!; 196: #REF!; 197: #REF!; 198: #REF!; 199: #REF!; 200: #REF!; 201: #REF!; 202: #REF!; 203: #REF!; 204: #REF!; 205: #REF!; 206: #REF!; 207: #REF!; 208: #REF!; 209: #REF!; 210: #REF!; 211: #REF!; 212: #REF!; 213: #REF!; 214: #REF!; 215: #REF!; 216: #REF!
162 | #REF! | 162: #REF!; 163: #REF!; 164: #REF!; 165: #REF!; 166: #REF!; 167: #REF!; 168: #REF!; 169: #REF!; 170: #REF!; 171: #REF!; 172: #REF!; 173: #REF!; 174: #REF!; 175: #REF!; 176: #REF!; 177: #REF!; 178: #REF!; 179: #REF!; 180: #REF!; 181: #REF!; 182: #REF!; 183: #REF!; 184: #REF!; 185: #REF!; 186: #REF!; 187: #REF!; 188: #REF!; 189: #REF!; 190: #REF!; 191: #REF!; 192: #REF!; 193: #REF!; 194: #REF!; 195: #REF!; 196: #REF!; 197: #REF!; 198: #REF!; 199: #REF!; 200: #REF!; 201: #REF!; 202: #REF!; 203: #REF!; 204: #REF!; 205: #REF!; 206: #REF!; 207: #REF!; 208: #REF!; 209: #REF!; 210: #REF!; 211: #REF!; 212: #REF!; 213: #REF!; 214: #REF!; 215: #REF!; 216: #REF!
163 | #REF! | 163: #REF!; 164: #REF!; 165: #REF!; 166: #REF!; 167: #REF!; 168: #REF!; 169: #REF!; 170: #REF!; 171: #REF!; 172: #REF!; 173: #REF!; 174: #REF!; 175: #REF!; 176: #REF!; 177: #REF!; 178: #REF!; 179: #REF!; 180: #REF!; 181: #REF!; 182: #REF!; 183: #REF!; 184: #REF!; 185: #REF!; 186: #REF!; 187: #REF!; 188: #REF!; 189: #REF!; 190: #REF!; 191: #REF!; 192: #REF!; 193: #REF!; 194: #REF!; 195: #REF!; 196: #REF!; 197: #REF!; 198: #REF!; 199: #REF!; 200: #REF!; 201: #REF!; 202: #REF!; 203: #REF!; 204: #REF!; 205: #REF!; 206: #REF!; 207: #REF!; 208: #REF!; 209: #REF!; 210: #REF!; 211: #REF!; 212: #REF!; 213: #REF!; 214: #REF!; 215: #REF!; 216: #REF!
164 | #REF! | 164: #REF!; 165: #REF!; 166: #REF!; 167: #REF!; 168: #REF!; 169: #REF!; 170: #REF!; 171: #REF!; 172: #REF!; 173: #REF!; 174: #REF!; 175: #REF!; 176: #REF!; 177: #REF!; 178: #REF!; 179: #REF!; 180: #REF!; 181: #REF!; 182: #REF!; 183: #REF!; 184: #REF!; 185: #REF!; 186: #REF!; 187: #REF!; 188: #REF!; 189: #REF!; 190: #REF!; 191: #REF!; 192: #REF!; 193: #REF!; 194: #REF!; 195: #REF!; 196: #REF!; 197: #REF!; 198: #REF!; 199: #REF!; 200: #REF!; 201: #REF!; 202: #REF!; 203: #REF!; 204: #REF!; 205: #REF!; 206: #REF!; 207: #REF!; 208: #REF!; 209: #REF!; 210: #REF!; 211: #REF!; 212: #REF!; 213: #REF!; 214: #REF!; 215: #REF!; 216: #REF!
165 | #REF! | 165: #REF!; 166: #REF!; 167: #REF!; 168: #REF!; 169: #REF!; 170: #REF!; 171: #REF!; 172: #REF!; 173: #REF!; 174: #REF!; 175: #REF!; 176: #REF!; 177: #REF!; 178: #REF!; 179: #REF!; 180: #REF!; 181: #REF!; 182: #REF!; 183: #REF!; 184: #REF!; 185: #REF!; 186: #REF!; 187: #REF!; 188: #REF!; 189: #REF!; 190: #REF!; 191: #REF!; 192: #REF!; 193: #REF!; 194: #REF!; 195: #REF!; 196: #REF!; 197: #REF!; 198: #REF!; 199: #REF!; 200: #REF!; 201: #REF!; 202: #REF!; 203: #REF!; 204: #REF!; 205: #REF!; 206: #REF!; 207: #REF!; 208: #REF!; 209: #REF!; 210: #REF!; 211: #REF!; 212: #REF!; 213: #REF!; 214: #REF!; 215: #REF!; 216: #REF!
166 | #REF! | 166: #REF!; 167: #REF!; 168: #REF!; 169: #REF!; 170: #REF!; 171: #REF!; 172: #REF!; 173: #REF!; 174: #REF!; 175: #REF!; 176: #REF!; 177: #REF!; 178: #REF!; 179: #REF!; 180: #REF!; 181: #REF!; 182: #REF!; 183: #REF!; 184: #REF!; 185: #REF!; 186: #REF!; 187: #REF!; 188: #REF!; 189: #REF!; 190: #REF!; 191: #REF!; 192: #REF!; 193: #REF!; 194: #REF!; 195: #REF!; 196: #REF!; 197: #REF!; 198: #REF!; 199: #REF!; 200: #REF!; 201: #REF!; 202: #REF!; 203: #REF!; 204: #REF!; 205: #REF!; 206: #REF!; 207: #REF!; 208: #REF!; 209: #REF!; 210: #REF!; 211: #REF!; 212: #REF!; 213: #REF!; 214: #REF!; 215: #REF!; 216: #REF!
167 | #REF! | 167: #REF!; 168: #REF!; 169: #REF!; 170: #REF!; 171: #REF!; 172: #REF!; 173: #REF!; 174: #REF!; 175: #REF!; 176: #REF!; 177: #REF!; 178: #REF!; 179: #REF!; 180: #REF!; 181: #REF!; 182: #REF!; 183: #REF!; 184: #REF!; 185: #REF!; 186: #REF!; 187: #REF!; 188: #REF!; 189: #REF!; 190: #REF!; 191: #REF!; 192: #REF!; 193: #REF!; 194: #REF!; 195: #REF!; 196: #REF!; 197: #REF!; 198: #REF!; 199: #REF!; 200: #REF!; 201: #REF!; 202: #REF!; 203: #REF!; 204: #REF!; 205: #REF!; 206: #REF!; 207: #REF!; 208: #REF!; 209: #REF!; 210: #REF!; 211: #REF!; 212: #REF!; 213: #REF!; 214: #REF!; 215: #REF!; 216: #REF!
168 | #REF! | 168: #REF!; 169: #REF!; 170: #REF!; 171: #REF!; 172: #REF!; 173: #REF!; 174: #REF!; 175: #REF!; 176: #REF!; 177: #REF!; 178: #REF!; 179: #REF!; 180: #REF!; 181: #REF!; 182: #REF!; 183: #REF!; 184: #REF!; 185: #REF!; 186: #REF!; 187: #REF!; 188: #REF!; 189: #REF!; 190: #REF!; 191: #REF!; 192: #REF!; 193: #REF!; 194: #REF!; 195: #REF!; 196: #REF!; 197: #REF!; 198: #REF!; 199: #REF!; 200: #REF!; 201: #REF!; 202: #REF!; 203: #REF!; 204: #REF!; 205: #REF!; 206: #REF!; 207: #REF!; 208: #REF!; 209: #REF!; 210: #REF!; 211: #REF!; 212: #REF!; 213: #REF!; 214: #REF!; 215: #REF!; 216: #REF!
169 | #REF! | 169: #REF!; 170: #REF!; 171: #REF!; 172: #REF!; 173: #REF!; 174: #REF!; 175: #REF!; 176: #REF!; 177: #REF!; 178: #REF!; 179: #REF!; 180: #REF!; 181: #REF!; 182: #REF!; 183: #REF!; 184: #REF!; 185: #REF!; 186: #REF!; 187: #REF!; 188: #REF!; 189: #REF!; 190: #REF!; 191: #REF!; 192: #REF!; 193: #REF!; 194: #REF!; 195: #REF!; 196: #REF!; 197: #REF!; 198: #REF!; 199: #REF!; 200: #REF!; 201: #REF!; 202: #REF!; 203: #REF!; 204: #REF!; 205: #REF!; 206: #REF!; 207: #REF!; 208: #REF!; 209: #REF!; 210: #REF!; 211: #REF!; 212: #REF!; 213: #REF!; 214: #REF!; 215: #REF!; 216: #REF!
170 | #REF! | 170: #REF!; 171: #REF!; 172: #REF!; 173: #REF!; 174: #REF!; 175: #REF!; 176: #REF!; 177: #REF!; 178: #REF!; 179: #REF!; 180: #REF!; 181: #REF!; 182: #REF!; 183: #REF!; 184: #REF!; 185: #REF!; 186: #REF!; 187: #REF!; 188: #REF!; 189: #REF!; 190: #REF!; 191: #REF!; 192: #REF!; 193: #REF!; 194: #REF!; 195: #REF!; 196: #REF!; 197: #REF!; 198: #REF!; 199: #REF!; 200: #REF!; 201: #REF!; 202: #REF!; 203: #REF!; 204: #REF!; 205: #REF!; 206: #REF!; 207: #REF!; 208: #REF!; 209: #REF!; 210: #REF!; 211: #REF!; 212: #REF!; 213: #REF!; 214: #REF!; 215: #REF!; 216: #REF!
171 | #REF! | 171: #REF!; 172: #REF!; 173: #REF!; 174: #REF!; 175: #REF!; 176: #REF!; 177: #REF!; 178: #REF!; 179: #REF!; 180: #REF!; 181: #REF!; 182: #REF!; 183: #REF!; 184: #REF!; 185: #REF!; 186: #REF!; 187: #REF!; 188: #REF!; 189: #REF!; 190: #REF!; 191: #REF!; 192: #REF!; 193: #REF!; 194: #REF!; 195: #REF!; 196: #REF!; 197: #REF!; 198: #REF!; 199: #REF!; 200: #REF!; 201: #REF!; 202: #REF!; 203: #REF!; 204: #REF!; 205: #REF!; 206: #REF!; 207: #REF!; 208: #REF!; 209: #REF!; 210: #REF!; 211: #REF!; 212: #REF!; 213: #REF!; 214: #REF!; 215: #REF!; 216: #REF!
172 | #REF! | 172: #REF!; 173: #REF!; 174: #REF!; 175: #REF!; 176: #REF!; 177: #REF!; 178: #REF!; 179: #REF!; 180: #REF!; 181: #REF!; 182: #REF!; 183: #REF!; 184: #REF!; 185: #REF!; 186: #REF!; 187: #REF!; 188: #REF!; 189: #REF!; 190: #REF!; 191: #REF!; 192: #REF!; 193: #REF!; 194: #REF!; 195: #REF!; 196: #REF!; 197: #REF!; 198: #REF!; 199: #REF!; 200: #REF!; 201: #REF!; 202: #REF!; 203: #REF!; 204: #REF!; 205: #REF!; 206: #REF!; 207: #REF!; 208: #REF!; 209: #REF!; 210: #REF!; 211: #REF!; 212: #REF!; 213: #REF!; 214: #REF!; 215: #REF!; 216: #REF!
173 | #REF! | 173: #REF!; 174: #REF!; 175: #REF!; 176: #REF!; 177: #REF!; 178: #REF!; 179: #REF!; 180: #REF!; 181: #REF!; 182: #REF!; 183: #REF!; 184: #REF!; 185: #REF!; 186: #REF!; 187: #REF!; 188: #REF!; 189: #REF!; 190: #REF!; 191: #REF!; 192: #REF!; 193: #REF!; 194: #REF!; 195: #REF!; 196: #REF!; 197: #REF!; 198: #REF!; 199: #REF!; 200: #REF!; 201: #REF!; 202: #REF!; 203: #REF!; 204: #REF!; 205: #REF!; 206: #REF!; 207: #REF!; 208: #REF!; 209: #REF!; 210: #REF!; 211: #REF!; 212: #REF!; 213: #REF!; 214: #REF!; 215: #REF!; 216: #REF!
174 | #REF! | 174: #REF!; 175: #REF!; 176: #REF!; 177: #REF!; 178: #REF!; 179: #REF!; 180: #REF!; 181: #REF!; 182: #REF!; 183: #REF!; 184: #REF!; 185: #REF!; 186: #REF!; 187: #REF!; 188: #REF!; 189: #REF!; 190: #REF!; 191: #REF!; 192: #REF!; 193: #REF!; 194: #REF!; 195: #REF!; 196: #REF!; 197: #REF!; 198: #REF!; 199: #REF!; 200: #REF!; 201: #REF!; 202: #REF!; 203: #REF!; 204: #REF!; 205: #REF!; 206: #REF!; 207: #REF!; 208: #REF!; 209: #REF!; 210: #REF!; 211: #REF!; 212: #REF!; 213: #REF!; 214: #REF!; 215: #REF!; 216: #REF!
175 | #REF! | 175: #REF!; 176: #REF!; 177: #REF!; 178: #REF!; 179: #REF!; 180: #REF!; 181: #REF!; 182: #REF!; 183: #REF!; 184: #REF!; 185: #REF!; 186: #REF!; 187: #REF!; 188: #REF!; 189: #REF!; 190: #REF!; 191: #REF!; 192: #REF!; 193: #REF!; 194: #REF!; 195: #REF!; 196: #REF!; 197: #REF!; 198: #REF!; 199: #REF!; 200: #REF!; 201: #REF!; 202: #REF!; 203: #REF!; 204: #REF!; 205: #REF!; 206: #REF!; 207: #REF!; 208: #REF!; 209: #REF!; 210: #REF!; 211: #REF!; 212: #REF!; 213: #REF!; 214: #REF!; 215: #REF!; 216: #REF!
176 | #REF! | 176: #REF!; 177: #REF!; 178: #REF!; 179: #REF!; 180: #REF!; 181: #REF!; 182: #REF!; 183: #REF!; 184: #REF!; 185: #REF!; 186: #REF!; 187: #REF!; 188: #REF!; 189: #REF!; 190: #REF!; 191: #REF!; 192: #REF!; 193: #REF!; 194: #REF!; 195: #REF!; 196: #REF!; 197: #REF!; 198: #REF!; 199: #REF!; 200: #REF!; 201: #REF!; 202: #REF!; 203: #REF!; 204: #REF!; 205: #REF!; 206: #REF!; 207: #REF!; 208: #REF!; 209: #REF!; 210: #REF!; 211: #REF!; 212: #REF!; 213: #REF!; 214: #REF!; 215: #REF!; 216: #REF!
177 | #REF! | 177: #REF!; 178: #REF!; 179: #REF!; 180: #REF!; 181: #REF!; 182: #REF!; 183: #REF!; 184: #REF!; 185: #REF!; 186: #REF!; 187: #REF!; 188: #REF!; 189: #REF!; 190: #REF!; 191: #REF!; 192: #REF!; 193: #REF!; 194: #REF!; 195: #REF!; 196: #REF!; 197: #REF!; 198: #REF!; 199: #REF!; 200: #REF!; 201: #REF!; 202: #REF!; 203: #REF!; 204: #REF!; 205: #REF!; 206: #REF!; 207: #REF!; 208: #REF!; 209: #REF!; 210: #REF!; 211: #REF!; 212: #REF!; 213: #REF!; 214: #REF!; 215: #REF!; 216: #REF!
178 | #REF! | 178: #REF!; 179: #REF!; 180: #REF!; 181: #REF!; 182: #REF!; 183: #REF!; 184: #REF!; 185: #REF!; 186: #REF!; 187: #REF!; 188: #REF!; 189: #REF!; 190: #REF!; 191: #REF!; 192: #REF!; 193: #REF!; 194: #REF!; 195: #REF!; 196: #REF!; 197: #REF!; 198: #REF!; 199: #REF!; 200: #REF!; 201: #REF!; 202: #REF!; 203: #REF!; 204: #REF!; 205: #REF!; 206: #REF!; 207: #REF!; 208: #REF!; 209: #REF!; 210: #REF!; 211: #REF!; 212: #REF!; 213: #REF!; 214: #REF!; 215: #REF!; 216: #REF!
179 | #REF! | 179: #REF!; 180: #REF!; 181: #REF!; 182: #REF!; 183: #REF!; 184: #REF!; 185: #REF!; 186: #REF!; 187: #REF!; 188: #REF!; 189: #REF!; 190: #REF!; 191: #REF!; 192: #REF!; 193: #REF!; 194: #REF!; 195: #REF!; 196: #REF!; 197: #REF!; 198: #REF!; 199: #REF!; 200: #REF!; 201: #REF!; 202: #REF!; 203: #REF!; 204: #REF!; 205: #REF!; 206: #REF!; 207: #REF!; 208: #REF!; 209: #REF!; 210: #REF!; 211: #REF!; 212: #REF!; 213: #REF!; 214: #REF!; 215: #REF!; 216: #REF!
180 | #REF! | 180: #REF!; 181: #REF!; 182: #REF!; 183: #REF!; 184: #REF!; 185: #REF!; 186: #REF!; 187: #REF!; 188: #REF!; 189: #REF!; 190: #REF!; 191: #REF!; 192: #REF!; 193: #REF!; 194: #REF!; 195: #REF!; 196: #REF!; 197: #REF!; 198: #REF!; 199: #REF!; 200: #REF!; 201: #REF!; 202: #REF!; 203: #REF!; 204: #REF!; 205: #REF!; 206: #REF!; 207: #REF!; 208: #REF!; 209: #REF!; 210: #REF!; 211: #REF!; 212: #REF!; 213: #REF!; 214: #REF!; 215: #REF!; 216: #REF!
181 | #REF! | 181: #REF!; 182: #REF!; 183: #REF!; 184: #REF!; 185: #REF!; 186: #REF!; 187: #REF!; 188: #REF!; 189: #REF!; 190: #REF!; 191: #REF!; 192: #REF!; 193: #REF!; 194: #REF!; 195: #REF!; 196: #REF!; 197: #REF!; 198: #REF!; 199: #REF!; 200: #REF!; 201: #REF!; 202: #REF!; 203: #REF!; 204: #REF!; 205: #REF!; 206: #REF!; 207: #REF!; 208: #REF!; 209: #REF!; 210: #REF!; 211: #REF!; 212: #REF!; 213: #REF!; 214: #REF!; 215: #REF!; 216: #REF!
182 | #REF! | 182: #REF!; 183: #REF!; 184: #REF!; 185: #REF!; 186: #REF!; 187: #REF!; 188: #REF!; 189: #REF!; 190: #REF!; 191: #REF!; 192: #REF!; 193: #REF!; 194: #REF!; 195: #REF!; 196: #REF!; 197: #REF!; 198: #REF!; 199: #REF!; 200: #REF!; 201: #REF!; 202: #REF!; 203: #REF!; 204: #REF!; 205: #REF!; 206: #REF!; 207: #REF!; 208: #REF!; 209: #REF!; 210: #REF!; 211: #REF!; 212: #REF!; 213: #REF!; 214: #REF!; 215: #REF!; 216: #REF!
183 | #REF! | 183: #REF!; 184: #REF!; 185: #REF!; 186: #REF!; 187: #REF!; 188: #REF!; 189: #REF!; 190: #REF!; 191: #REF!; 192: #REF!; 193: #REF!; 194: #REF!; 195: #REF!; 196: #REF!; 197: #REF!; 198: #REF!; 199: #REF!; 200: #REF!; 201: #REF!; 202: #REF!; 203: #REF!; 204: #REF!; 205: #REF!; 206: #REF!; 207: #REF!; 208: #REF!; 209: #REF!; 210: #REF!; 211: #REF!; 212: #REF!; 213: #REF!; 214: #REF!; 215: #REF!; 216: #REF!
184 | #REF! | 184: #REF!; 185: #REF!; 186: #REF!; 187: #REF!; 188: #REF!; 189: #REF!; 190: #REF!; 191: #REF!; 192: #REF!; 193: #REF!; 194: #REF!; 195: #REF!; 196: #REF!; 197: #REF!; 198: #REF!; 199: #REF!; 200: #REF!; 201: #REF!; 202: #REF!; 203: #REF!; 204: #REF!; 205: #REF!; 206: #REF!; 207: #REF!; 208: #REF!; 209: #REF!; 210: #REF!; 211: #REF!; 212: #REF!; 213: #REF!; 214: #REF!; 215: #REF!; 216: #REF!
185 | #REF! | 185: #REF!; 186: #REF!; 187: #REF!; 188: #REF!; 189: #REF!; 190: #REF!; 191: #REF!; 192: #REF!; 193: #REF!; 194: #REF!; 195: #REF!; 196: #REF!; 197: #REF!; 198: #REF!; 199: #REF!; 200: #REF!; 201: #REF!; 202: #REF!; 203: #REF!; 204: #REF!; 205: #REF!; 206: #REF!; 207: #REF!; 208: #REF!; 209: #REF!; 210: #REF!; 211: #REF!; 212: #REF!; 213: #REF!; 214: #REF!; 215: #REF!; 216: #REF!
186 | #REF! | 186: #REF!; 187: #REF!; 188: #REF!; 189: #REF!; 190: #REF!; 191: #REF!; 192: #REF!; 193: #REF!; 194: #REF!; 195: #REF!; 196: #REF!; 197: #REF!; 198: #REF!; 199: #REF!; 200: #REF!; 201: #REF!; 202: #REF!; 203: #REF!; 204: #REF!; 205: #REF!; 206: #REF!; 207: #REF!; 208: #REF!; 209: #REF!; 210: #REF!; 211: #REF!; 212: #REF!; 213: #REF!; 214: #REF!; 215: #REF!; 216: #REF!
187 | #REF! | 187: #REF!; 188: #REF!; 189: #REF!; 190: #REF!; 191: #REF!; 192: #REF!; 193: #REF!; 194: #REF!; 195: #REF!; 196: #REF!; 197: #REF!; 198: #REF!; 199: #REF!; 200: #REF!; 201: #REF!; 202: #REF!; 203: #REF!; 204: #REF!; 205: #REF!; 206: #REF!; 207: #REF!; 208: #REF!; 209: #REF!; 210: #REF!; 211: #REF!; 212: #REF!; 213: #REF!; 214: #REF!; 215: #REF!; 216: #REF!
188 | #REF! | 188: #REF!; 189: #REF!; 190: #REF!; 191: #REF!; 192: #REF!; 193: #REF!; 194: #REF!; 195: #REF!; 196: #REF!; 197: #REF!; 198: #REF!; 199: #REF!; 200: #REF!; 201: #REF!; 202: #REF!; 203: #REF!; 204: #REF!; 205: #REF!; 206: #REF!; 207: #REF!; 208: #REF!; 209: #REF!; 210: #REF!; 211: #REF!; 212: #REF!; 213: #REF!; 214: #REF!; 215: #REF!; 216: #REF!
189 | #REF! | 189: #REF!; 190: #REF!; 191: #REF!; 192: #REF!; 193: #REF!; 194: #REF!; 195: #REF!; 196: #REF!; 197: #REF!; 198: #REF!; 199: #REF!; 200: #REF!; 201: #REF!; 202: #REF!; 203: #REF!; 204: #REF!; 205: #REF!; 206: #REF!; 207: #REF!; 208: #REF!; 209: #REF!; 210: #REF!; 211: #REF!; 212: #REF!; 213: #REF!; 214: #REF!; 215: #REF!; 216: #REF!
190 | #REF! | 190: #REF!; 191: #REF!; 192: #REF!; 193: #REF!; 194: #REF!; 195: #REF!; 196: #REF!; 197: #REF!; 198: #REF!; 199: #REF!; 200: #REF!; 201: #REF!; 202: #REF!; 203: #REF!; 204: #REF!; 205: #REF!; 206: #REF!; 207: #REF!; 208: #REF!; 209: #REF!; 210: #REF!; 211: #REF!; 212: #REF!; 213: #REF!; 214: #REF!; 215: #REF!; 216: #REF!
191 | #REF! | 191: #REF!; 192: #REF!; 193: #REF!; 194: #REF!; 195: #REF!; 196: #REF!; 197: #REF!; 198: #REF!; 199: #REF!; 200: #REF!; 201: #REF!; 202: #REF!; 203: #REF!; 204: #REF!; 205: #REF!; 206: #REF!; 207: #REF!; 208: #REF!; 209: #REF!; 210: #REF!; 211: #REF!; 212: #REF!; 213: #REF!; 214: #REF!; 215: #REF!; 216: #REF!
192 | #REF! | 192: #REF!; 193: #REF!; 194: #REF!; 195: #REF!; 196: #REF!; 197: #REF!; 198: #REF!; 199: #REF!; 200: #REF!; 201: #REF!; 202: #REF!; 203: #REF!; 204: #REF!; 205: #REF!; 206: #REF!; 207: #REF!; 208: #REF!; 209: #REF!; 210: #REF!; 211: #REF!; 212: #REF!; 213: #REF!; 214: #REF!; 215: #REF!; 216: #REF!
193 | #REF! | 193: #REF!; 194: #REF!; 195: #REF!; 196: #REF!; 197: #REF!; 198: #REF!; 199: #REF!; 200: #REF!; 201: #REF!; 202: #REF!; 203: #REF!; 204: #REF!; 205: #REF!; 206: #REF!; 207: #REF!; 208: #REF!; 209: #REF!; 210: #REF!; 211: #REF!; 212: #REF!; 213: #REF!; 214: #REF!; 215: #REF!; 216: #REF!
194 | #REF! | 194: #REF!; 195: #REF!; 196: #REF!; 197: #REF!; 198: #REF!; 199: #REF!; 200: #REF!; 201: #REF!; 202: #REF!; 203: #REF!; 204: #REF!; 205: #REF!; 206: #REF!; 207: #REF!; 208: #REF!; 209: #REF!; 210: #REF!; 211: #REF!; 212: #REF!; 213: #REF!; 214: #REF!; 215: #REF!; 216: #REF!
195 | #REF! | 195: #REF!; 196: #REF!; 197: #REF!; 198: #REF!; 199: #REF!; 200: #REF!; 201: #REF!; 202: #REF!; 203: #REF!; 204: #REF!; 205: #REF!; 206: #REF!; 207: #REF!; 208: #REF!; 209: #REF!; 210: #REF!; 211: #REF!; 212: #REF!; 213: #REF!; 214: #REF!; 215: #REF!; 216: #REF!
196 | #REF! | 196: #REF!; 197: #REF!; 198: #REF!; 199: #REF!; 200: #REF!; 201: #REF!; 202: #REF!; 203: #REF!; 204: #REF!; 205: #REF!; 206: #REF!; 207: #REF!; 208: #REF!; 209: #REF!; 210: #REF!; 211: #REF!; 212: #REF!; 213: #REF!; 214: #REF!; 215: #REF!; 216: #REF!
197 | #REF! | 197: #REF!; 198: #REF!; 199: #REF!; 200: #REF!; 201: #REF!; 202: #REF!; 203: #REF!; 204: #REF!; 205: #REF!; 206: #REF!; 207: #REF!; 208: #REF!; 209: #REF!; 210: #REF!; 211: #REF!; 212: #REF!; 213: #REF!; 214: #REF!; 215: #REF!; 216: #REF!
198 | #REF! | 198: #REF!; 199: #REF!; 200: #REF!; 201: #REF!; 202: #REF!; 203: #REF!; 204: #REF!; 205: #REF!; 206: #REF!; 207: #REF!; 208: #REF!; 209: #REF!; 210: #REF!; 211: #REF!; 212: #REF!; 213: #REF!; 214: #REF!; 215: #REF!; 216: #REF!
199 | #REF! | 199: #REF!; 200: #REF!; 201: #REF!; 202: #REF!; 203: #REF!; 204: #REF!; 205: #REF!; 206: #REF!; 207: #REF!; 208: #REF!; 209: #REF!; 210: #REF!; 211: #REF!; 212: #REF!; 213: #REF!; 214: #REF!; 215: #REF!; 216: #REF!
200 | #REF! | 200: #REF!; 201: #REF!; 202: #REF!; 203: #REF!; 204: #REF!; 205: #REF!; 206: #REF!; 207: #REF!; 208: #REF!; 209: #REF!; 210: #REF!; 211: #REF!; 212: #REF!; 213: #REF!; 214: #REF!; 215: #REF!; 216: #REF!
201 | #REF! | 201: #REF!; 202: #REF!; 203: #REF!; 204: #REF!; 205: #REF!; 206: #REF!; 207: #REF!; 208: #REF!; 209: #REF!; 210: #REF!; 211: #REF!; 212: #REF!; 213: #REF!; 214: #REF!; 215: #REF!; 216: #REF!
202 | #REF! | 202: #REF!; 203: #REF!; 204: #REF!; 205: #REF!; 206: #REF!; 207: #REF!; 208: #REF!; 209: #REF!; 210: #REF!; 211: #REF!; 212: #REF!; 213: #REF!; 214: #REF!; 215: #REF!; 216: #REF!
203 | #REF! | 203: #REF!; 204: #REF!; 205: #REF!; 206: #REF!; 207: #REF!; 208: #REF!; 209: #REF!; 210: #REF!; 211: #REF!; 212: #REF!; 213: #REF!; 214: #REF!; 215: #REF!; 216: #REF!
204 | #REF! | 204: #REF!; 205: #REF!; 206: #REF!; 207: #REF!; 208: #REF!; 209: #REF!; 210: #REF!; 211: #REF!; 212: #REF!; 213: #REF!; 214: #REF!; 215: #REF!; 216: #REF!
205 | #REF! | 205: #REF!; 206: #REF!; 207: #REF!; 208: #REF!; 209: #REF!; 210: #REF!; 211: #REF!; 212: #REF!; 213: #REF!; 214: #REF!; 215: #REF!; 216: #REF!
206 | #REF! | 206: #REF!; 207: #REF!; 208: #REF!; 209: #REF!; 210: #REF!; 211: #REF!; 212: #REF!; 213: #REF!; 214: #REF!; 215: #REF!; 216: #REF!
207 | #REF! | 207: #REF!; 208: #REF!; 209: #REF!; 210: #REF!; 211: #REF!; 212: #REF!; 213: #REF!; 214: #REF!; 215: #REF!; 216: #REF!
208 | #REF! | 208: #REF!; 209: #REF!; 210: #REF!; 211: #REF!; 212: #REF!; 213: #REF!; 214: #REF!; 215: #REF!; 216: #REF!
209 | #REF! | 209: #REF!; 210: #REF!; 211: #REF!; 212: #REF!; 213: #REF!; 214: #REF!; 215: #REF!; 216: #REF!
210 | #REF! | 210: #REF!; 211: #REF!; 212: #REF!; 213: #REF!; 214: #REF!; 215: #REF!; 216: #REF!
211 | #REF! | 211: #REF!; 212: #REF!; 213: #REF!; 214: #REF!; 215: #REF!; 216: #REF!
212 | #REF! | 212: #REF!; 213: #REF!; 214: #REF!; 215: #REF!; 216: #REF!
213 | #REF! | 213: #REF!; 214: #REF!; 215: #REF!; 216: #REF!
214 | #REF! | 214: #REF!; 215: #REF!; 216: #REF!
215 | #REF! | 215: #REF!; 216: #REF!
216 | #REF! | 216: #REF!

## CMM3 - FINAN (hidden)
MÊS | DESEMBOLSO | JUROS INCORRIDOS | PARCELA | AMORTIZAÇÃO | SALDO DEVEDOR
1 | 0 | 0 | 0 | 0 | 0
2 | 0 | 0 | 0 | 0 | 0
3 | 0 | 0 | 0 | 0 | 0
4 | 0 | 0 | 0 | 0 | 0
5 | 0 | 0 | 0 | 0 | 0
6 | 0 | 0 | 0 | 0 | 0
7 | #REF! | 0 | 0 | 0 | #REF!
8 | #REF! | #REF! | #REF! | #REF! | #REF!
9 | #REF! | #REF! | #REF! | #REF! | #REF!
10 | #REF! | #REF! | #REF! | #REF! | #REF!
11 | #REF! | #REF! | #REF! | #REF! | #REF!
12 | #REF! | #REF! | #REF! | #REF! | #REF!
13 | #REF! | #REF! | #REF! | #REF! | #REF!
14 | #REF! | #REF! | #REF! | #REF! | #REF!
15 | #REF! | #REF! | #REF! | #REF! | #REF!
16 | #REF! | #REF! | #REF! | #REF! | #REF!
17 | #REF! | #REF! | #REF! | #REF! | #REF!
18 | #REF! | #REF! | #REF! | #REF! | #REF!
19 | #REF! | #REF! | #REF! | #REF! | #REF!
20 | #REF! | #REF! | #REF! | #REF! | #REF!
21 | #REF! | #REF! | #REF! | #REF! | #REF!
22 | #REF! | #REF! | #REF! | #REF! | #REF!
23 | #REF! | #REF! | #REF! | #REF! | #REF!
24 | #REF! | #REF! | #REF! | #REF! | #REF!
25 | 0 | #REF! | 41.1346 | #REF! | #REF!
26 | 0 | #REF! | 41.1346 | #REF! | #REF!
27 | 0 | #REF! | 41.1346 | #REF! | #REF!
28 | 0 | #REF! | 41.1346 | #REF! | #REF!
29 | 0 | #REF! | 41.1346 | #REF! | #REF!
30 | 0 | #REF! | 41.1346 | #REF! | #REF!
31 | 0 | #REF! | 41.1346 | #REF! | #REF!
32 | 0 | #REF! | 41.1346 | #REF! | #REF!
33 | 0 | #REF! | 41.1346 | #REF! | #REF!
34 | 0 | #REF! | 41.1346 | #REF! | #REF!
35 | 0 | #REF! | 41.1346 | #REF! | #REF!
36 | 0 | #REF! | 41.1346 | #REF! | #REF!
37 | 0 | #REF! | 41.1346 | #REF! | #REF!
38 | 0 | #REF! | 41.1346 | #REF! | #REF!
39 | 0 | #REF! | 41.1346 | #REF! | #REF!
40 | 0 | #REF! | 41.1346 | #REF! | #REF!
41 | 0 | #REF! | 41.1346 | #REF! | #REF!
42 | 0 | #REF! | 41.1346 | #REF! | #REF!
43 | 0 | #REF! | 41.1346 | #REF! | #REF!
44 | 0 | #REF! | 41.1346 | #REF! | #REF!
45 | 0 | #REF! | 41.1346 | #REF! | #REF!
46 | 0 | #REF! | 41.1346 | #REF! | #REF!
47 | 0 | #REF! | 41.1346 | #REF! | #REF!
48 | 0 | #REF! | 41.1346 | #REF! | #REF!
49 | 0 | #REF! | 41.1346 | #REF! | #REF!
50 | 0 | #REF! | 41.1346 | #REF! | #REF!
51 | 0 | #REF! | 41.1346 | #REF! | #REF!
52 | 0 | #REF! | 41.1346 | #REF! | #REF!
53 | 0 | #REF! | 41.1346 | #REF! | #REF!
54 | 0 | #REF! | 41.1346 | #REF! | #REF!
55 | 0 | #REF! | 41.1346 | #REF! | #REF!
56 | 0 | #REF! | 41.1346 | #REF! | #REF!
57 | 0 | #REF! | 41.1346 | #REF! | #REF!
58 | 0 | #REF! | 41.1346 | #REF! | #REF!
59 | 0 | #REF! | 41.1346 | #REF! | #REF!
60 | 0 | #REF! | 41.1346 | #REF! | #REF!
61 | 0 | #REF! | 41.1346 | #REF! | #REF!
62 | 0 | #REF! | 41.1346 | #REF! | #REF!
63 | 0 | #REF! | 41.1346 | #REF! | #REF!
64 | 0 | #REF! | 41.1346 | #REF! | #REF!
65 | 0 | #REF! | 41.1346 | #REF! | #REF!
66 | 0 | #REF! | 41.1346 | #REF! | #REF!
67 | 0 | #REF! | 41.1346 | #REF! | #REF!
68 | 0 | #REF! | 41.1346 | #REF! | #REF!
69 | 0 | #REF! | 41.1346 | #REF! | #REF!
70 | 0 | #REF! | 41.1346 | #REF! | #REF!
71 | 0 | #REF! | 41.1346 | #REF! | #REF!
72 | 0 | #REF! | 41.1346 | #REF! | #REF!
73 | 0 | #REF! | 41.1346 | #REF! | #REF!
74 | 0 | #REF! | 41.1346 | #REF! | #REF!
75 | 0 | #REF! | 41.1346 | #REF! | #REF!
76 | 0 | #REF! | 41.1346 | #REF! | #REF!
77 | 0 | #REF! | 41.1346 | #REF! | #REF!
78 | 0 | #REF! | 41.1346 | #REF! | #REF!
79 | 0 | #REF! | 41.1346 | #REF! | #REF!
80 | 0 | #REF! | 41.1346 | #REF! | #REF!
81 | 0 | #REF! | 41.1346 | #REF! | #REF!
82 | 0 | #REF! | 41.1346 | #REF! | #REF!
83 | 0 | #REF! | 41.1346 | #REF! | #REF!
84 | 0 | #REF! | 41.1346 | #REF! | #REF!
85 | 0 | #REF! | 41.1346 | #REF! | #REF!
86 | 0 | #REF! | 41.1346 | #REF! | #REF!
87 | 0 | #REF! | 41.1346 | #REF! | #REF!
88 | 0 | #REF! | 41.1346 | #REF! | #REF!
89 | 0 | #REF! | 41.1346 | #REF! | #REF!
90 | 0 | #REF! | 41.1346 | #REF! | #REF!
91 | 0 | #REF! | 41.1346 | #REF! | #REF!
92 | 0 | #REF! | 41.1346 | #REF! | #REF!
93 | 0 | #REF! | 41.1346 | #REF! | #REF!
94 | 0 | #REF! | 41.1346 | #REF! | #REF!
95 | 0 | #REF! | 41.1346 | #REF! | #REF!
96 | 0 | #REF! | 41.1346 | #REF! | #REF!
97 | 0 | #REF! | 41.1346 | #REF! | #REF!
98 | 0 | #REF! | 41.1346 | #REF! | #REF!
99 | 0 | #REF! | 41.1346 | #REF! | #REF!
100 | 0 | #REF! | 41.1346 | #REF! | #REF!
101 | 0 | #REF! | 41.1346 | #REF! | #REF!
102 | 0 | #REF! | 41.1346 | #REF! | #REF!
103 | 0 | #REF! | 41.1346 | #REF! | #REF!
104 | 0 | #REF! | 41.1346 | #REF! | #REF!
105 | 0 | #REF! | 41.1346 | #REF! | #REF!
106 | 0 | #REF! | 41.1346 | #REF! | #REF!
107 | 0 | #REF! | 41.1346 | #REF! | #REF!
108 | 0 | #REF! | 41.1346 | #REF! | #REF!
109 | 0 | #REF! | 41.1346 | #REF! | #REF!
110 | 0 | #REF! | 41.1346 | #REF! | #REF!
111 | 0 | #REF! | 41.1346 | #REF! | #REF!
112 | 0 | #REF! | 41.1346 | #REF! | #REF!
113 | 0 | #REF! | 41.1346 | #REF! | #REF!
114 | 0 | #REF! | 41.1346 | #REF! | #REF!
115 | 0 | #REF! | 41.1346 | #REF! | #REF!
116 | 0 | #REF! | 41.1346 | #REF! | #REF!
117 | 0 | #REF! | 41.1346 | #REF! | #REF!
118 | 0 | #REF! | 41.1346 | #REF! | #REF!
119 | 0 | #REF! | 41.1346 | #REF! | #REF!
120 | 0 | #REF! | 41.1346 | #REF! | #REF!
Projeto para Estruturação da PPP de Iluminação Pública de
FAZENDA RIO GRANDE/PR
FINANCIAMENTO

## CMM4 - AUX CALC (hidden)
Ano | 1 | 1 | 1 | 1 | 1 | 1 | 1 | 1 | 1 | 1 | 1 | 1 | 2 | 2 | 2 | 2 | 2 | 2 | 2 | 2 | 2 | 2 | 2 | 2 | 3 | 3 | 3 | 3 | 3 | 3 | 3 | 3 | 3 | 3 | 3 | 3 | 4 | 4 | 4 | 4 | 4 | 4 | 4 | 4 | 4 | 4 | 4 | 4 | 5 | 5 | 5 | 5 | 5 | 5 | 5 | 5 | 5 | 5 | 5 | 5 | 6 | 6 | 6 | 6 | 6 | 6 | 6 | 6 | 6 | 6 | 6 | 6 | 7 | 7 | 7 | 7 | 7 | 7 | 7 | 7 | 7 | 7 | 7 | 7 | 8 | 8 | 8 | 8 | 8 | 8 | 8 | 8 | 8 | 8 | 8 | 8 | 9 | 9 | 9 | 9 | 9 | 9 | 9 | 9 | 9 | 9 | 9 | 9 | 10 | 10 | 10 | 10 | 10 | 10 | 10 | 10 | 10 | 10 | 10 | 10 | 11 | 11 | 11 | 11 | 11 | 11 | 11 | 11 | 11 | 11 | 11 | 11 | 12 | 12 | 12 | 12 | 12 | 12 | 12 | 12 | 12 | 12 | 12 | 12 | 13 | 13 | 13 | 13 | 13 | 13 | 13 | 13 | 13 | 13 | 13 | 13 | 14 | 14 | 14 | 14 | 14 | 14 | 14 | 14 | 14 | 14 | 14 | 14 | 15 | 15 | 15 | 15 | 15 | 15 | 15 | 15 | 15 | 15 | 15 | 15 | 16 | 16 | 16 | 16 | 16 | 16 | 16 | 16 | 16 | 16 | 16 | 16 | 17 | 17 | 17 | 17 | 17 | 17 | 17 | 17 | 17 | 17 | 17 | 17 | 18 | 18 | 18 | 18 | 18 | 18 | 18 | 18 | 18 | 18 | 18 | 18
Mês | 1 | 2 | 3 | 4 | 5 | 6 | 7 | 8 | 9 | 10 | 11 | 12 | 13 | 14 | 15 | 16 | 17 | 18 | 19 | 20 | 21 | 22 | 23 | 24 | 25 | 26 | 27 | 28 | 29 | 30 | 31 | 32 | 33 | 34 | 35 | 36 | 37 | 38 | 39 | 40 | 41 | 42 | 43 | 44 | 45 | 46 | 47 | 48 | 49 | 50 | 51 | 52 | 53 | 54 | 55 | 56 | 57 | 58 | 59 | 60 | 61 | 62 | 63 | 64 | 65 | 66 | 67 | 68 | 69 | 70 | 71 | 72 | 73 | 74 | 75 | 76 | 77 | 78 | 79 | 80 | 81 | 82 | 83 | 84 | 85 | 86 | 87 | 88 | 89 | 90 | 91 | 92 | 93 | 94 | 95 | 96 | 97 | 98 | 99 | 100 | 101 | 102 | 103 | 104 | 105 | 106 | 107 | 108 | 109 | 110 | 111 | 112 | 113 | 114 | 115 | 116 | 117 | 118 | 119 | 120 | 121 | 122 | 123 | 124 | 125 | 126 | 127 | 128 | 129 | 130 | 131 | 132 | 133 | 134 | 135 | 136 | 137 | 138 | 139 | 140 | 141 | 142 | 143 | 144 | 145 | 146 | 147 | 148 | 149 | 150 | 151 | 152 | 153 | 154 | 155 | 156 | 157 | 158 | 159 | 160 | 161 | 162 | 163 | 164 | 165 | 166 | 167 | 168 | 169 | 170 | 171 | 172 | 173 | 174 | 175 | 176 | 177 | 178 | 179 | 180 | 181 | 182 | 183 | 184 | 185 | 186 | 187 | 188 | 189 | 190 | 191 | 192 | 193 | 194 | 195 | 196 | 197 | 198 | 199 | 200 | 201 | 202 | 203 | 204 | 205 | 206 | 207 | 208 | 209 | 210 | 211 | 212 | 213 | 214 | 215 | 216
Fase | Preliminar | Preliminar | Preliminar | Preliminar | Transição | Transição | Modernização | Modernização | Modernização | Modernização | Modernização | Modernização | Modernização | Modernização | Modernização | Modernização | Modernização | Modernização | Operação | Operação | Operação | Operação | Operação | Operação | Operação | Operação | Operação | Operação | Operação | Operação | Operação | Operação | Operação | Operação | Operação | Operação | Operação | Operação | Operação | Operação | Operação | Operação | Operação | Operação | Operação | Operação | Operação | Operação | Operação | Operação | Operação | Operação | Operação | Operação | Operação | Operação | Operação | Operação | Operação | Operação | Operação | Operação | Operação | Operação | Operação | Operação | Operação | Operação | Operação | Operação | Operação | Operação | Operação | Operação | Operação | Operação | Operação | Operação | Operação | Operação | Operação | Operação | Operação | Operação | Operação | Operação | Operação | Operação | Operação | Operação | Operação | Operação | Operação | Operação | Operação | Operação | Operação | Operação | Operação | Operação | Operação | Operação | Operação | Operação | Operação | Operação | Operação | Operação | Operação | Operação | Operação | Operação | Operação | Operação | Operação | Operação | Operação | Operação | Operação | Operação | Operação | Operação | Operação | Operação | Operação | Operação | Operação | Operação | Operação | Operação | Operação | Operação | Operação | Operação | Operação | Operação | Operação | Operação | Operação | Operação | Operação | Operação | Operação | Operação | Operação | Operação | Operação | Operação | Operação | Operação | Operação | Operação | Operação | Operação | Operação | Operação | Operação | Operação | Operação | Operação | Operação | Operação | Operação | Operação | Operação | Operação | Operação | Operação | Operação | Operação | Operação | Operação | Operação | Operação | Operação | Operação | Operação | Operação | Operação | Operação | Operação | Operação | Operação | Operação | Operação | Operação | Operação | Operação | Operação | Operação | Operação | Operação | Operação | Operação | Operação | Operação | Operação | Operação | Operação | Operação | Operação | Operação | Operação | Operação | Operação | Operação | Operação | Operação | Operação | Operação | Operação | Operação | Operação | Operação | Operação | Operação
Regime Tributário | REAL | REAL | REAL | REAL | REAL | REAL | REAL | REAL | REAL | REAL | REAL | REAL | REAL | REAL | REAL | REAL | REAL | REAL | REAL | REAL | REAL | REAL | REAL | REAL | REAL | REAL | REAL | REAL | REAL | REAL | REAL | REAL | REAL | REAL | REAL | REAL | REAL | REAL | REAL | REAL | REAL | REAL | REAL | REAL | REAL | REAL | REAL | REAL | REAL | REAL | REAL | REAL | REAL | REAL | REAL | REAL | REAL | REAL | REAL | REAL | REAL | REAL | REAL | REAL | REAL | REAL | REAL | REAL | REAL | REAL | REAL | REAL | REAL | REAL | REAL | REAL | REAL | REAL | REAL | REAL | REAL | REAL | REAL | REAL | REAL | REAL | REAL | REAL | REAL | REAL | REAL | REAL | REAL | REAL | REAL | REAL | REAL | REAL | REAL | REAL | REAL | REAL | REAL | REAL | REAL | REAL | REAL | REAL | REAL | REAL | REAL | REAL | REAL | REAL | REAL | REAL | REAL | REAL | REAL | REAL | REAL | REAL | REAL | REAL | REAL | REAL | REAL | REAL | REAL | REAL | REAL | REAL | REAL | REAL | REAL | REAL | REAL | REAL | REAL | REAL | REAL | REAL | REAL | REAL | REAL | REAL | REAL | REAL | REAL | REAL | REAL | REAL | REAL | REAL | REAL | REAL | REAL | REAL | REAL | REAL | REAL | REAL | REAL | REAL | REAL | REAL | REAL | REAL | REAL | REAL | REAL | REAL | REAL | REAL | REAL | REAL | REAL | REAL | REAL | REAL | REAL | REAL | REAL | REAL | REAL | REAL | REAL | REAL | REAL | REAL | REAL | REAL | REAL | REAL | REAL | REAL | REAL | REAL | REAL | REAL | REAL | REAL | REAL | REAL | REAL | REAL | REAL | REAL | REAL | REAL | REAL | REAL | REAL | REAL | REAL | REAL
Tamanho do Parque | #REF! | #REF! | #REF! | #REF! | #REF! | #REF! | #REF! | #REF! | #REF! | #REF! | #REF! | #REF! | #REF! | #REF! | #REF! | #REF! | #REF! | #REF! | #REF! | #REF! | #REF! | #REF! | #REF! | #REF! | #REF! | #REF! | #REF! | #REF! | #REF! | #REF! | #REF! | #REF! | #REF! | #REF! | #REF! | #REF! | #REF! | #REF! | #REF! | #REF! | #REF! | #REF! | #REF! | #REF! | #REF! | #REF! | #REF! | #REF! | #REF! | #REF! | #REF! | #REF! | #REF! | #REF! | #REF! | #REF! | #REF! | #REF! | #REF! | #REF! | #REF! | #REF! | #REF! | #REF! | #REF! | #REF! | #REF! | #REF! | #REF! | #REF! | #REF! | #REF! | #REF! | #REF! | #REF! | #REF! | #REF! | #REF! | #REF! | #REF! | #REF! | #REF! | #REF! | #REF! | #REF! | #REF! | #REF! | #REF! | #REF! | #REF! | #REF! | #REF! | #REF! | #REF! | #REF! | #REF! | #REF! | #REF! | #REF! | #REF! | #REF! | #REF! | #REF! | #REF! | #REF! | #REF! | #REF! | #REF! | #REF! | #REF! | #REF! | #REF! | #REF! | #REF! | #REF! | #REF! | #REF! | #REF! | #REF! | #REF! | #REF! | #REF! | #REF! | #REF! | #REF! | #REF! | #REF! | #REF! | #REF! | #REF! | #REF! | #REF! | #REF! | #REF! | #REF! | #REF! | #REF! | #REF! | #REF! | #REF! | #REF! | #REF! | #REF! | #REF! | #REF! | #REF! | #REF! | #REF! | #REF! | #REF! | #REF! | #REF! | #REF! | #REF! | #REF! | #REF! | #REF! | #REF! | #REF! | #REF! | #REF! | #REF! | #REF! | #REF! | #REF! | #REF! | #REF! | #REF! | #REF! | #REF! | #REF! | #REF! | #REF! | #REF! | #REF! | #REF! | #REF! | #REF! | #REF! | #REF! | #REF! | #REF! | #REF! | #REF! | #REF! | #REF! | #REF! | #REF! | #REF! | #REF! | #REF! | #REF! | #REF! | #REF! | #REF! | #REF! | #REF! | #REF! | #REF! | #REF! | #REF! | #REF! | #REF! | #REF! | #REF! | #REF! | #REF! | #REF! | #REF! | #REF! | #REF! | #REF! | #REF! | #REF! | #REF! | #REF!
(1) RECEITAS TRIBUTÁVEIS | 0 | 0 | 0 | 0 | 0 | 0 | 0 | 0 | 0 | 0 | 0 | 0 | 0 | 0 | 0 | 0 | 0 | 0 | 0 | #NAME? | #NAME? | #NAME? | #NAME? | #NAME? | #NAME? | #NAME? | #NAME? | #NAME? | #NAME? | #NAME? | #NAME? | #NAME? | #NAME? | #NAME? | #NAME? | #NAME? | #NAME? | #NAME? | #NAME? | #NAME? | #NAME? | #NAME? | #NAME? | #NAME? | #NAME? | #NAME? | #NAME? | #NAME? | #NAME? | #NAME? | #NAME? | #NAME? | #NAME? | #NAME? | #NAME? | #NAME? | #NAME? | #NAME? | #NAME? | #NAME? | #NAME? | #NAME? | #NAME? | #NAME? | #NAME? | #NAME? | #NAME? | #NAME? | #NAME? | #NAME? | #NAME? | #NAME? | #NAME? | #NAME? | #NAME? | #NAME? | #NAME? | #NAME? | #NAME? | #NAME? | #NAME? | #NAME? | #NAME? | #NAME? | #NAME? | #NAME? | #NAME? | #NAME? | #NAME? | #NAME? | #NAME? | #NAME? | #NAME? | #NAME? | #NAME? | #NAME? | #NAME? | #NAME? | #NAME? | #NAME? | #NAME? | #NAME? | #NAME? | #NAME? | #NAME? | #NAME? | #NAME? | #NAME? | #NAME? | #NAME? | #NAME? | #NAME? | #NAME? | #NAME? | #NAME? | #NAME? | #NAME? | #NAME? | #NAME? | #NAME? | #NAME? | #NAME? | #NAME? | #NAME? | #NAME? | #NAME? | #NAME? | #NAME? | #NAME? | #NAME? | #NAME? | #NAME? | #NAME? | #NAME? | #NAME? | #NAME? | #NAME? | #NAME? | #NAME? | #NAME? | #NAME? | #NAME? | #NAME? | #NAME? | #NAME? | #NAME? | #NAME? | #NAME? | #NAME? | #NAME? | #NAME? | #NAME? | #NAME? | #NAME? | #NAME? | #NAME? | #NAME? | #NAME? | #NAME? | #NAME? | #NAME? | #NAME? | #NAME? | #NAME? | #NAME? | #NAME? | #NAME? | #NAME? | #NAME? | #NAME? | #NAME? | #NAME? | #NAME? | #NAME? | #NAME? | #NAME? | #NAME? | #NAME? | #NAME? | #NAME? | #NAME? | #NAME? | #NAME? | #NAME? | #NAME? | #NAME? | #NAME? | #NAME? | #NAME? | #NAME? | #NAME? | #NAME? | #NAME? | #NAME? | #NAME? | #NAME? | #NAME? | #NAME? | #NAME? | #NAME? | #NAME? | #NAME? | #NAME? | #NAME? | #NAME? | #NAME? | #NAME? | #NAME? | #NAME? | #NAME? | #NAME? | #NAME? | #NAME? | #NAME? | #NAME? | #NAME?
(+) Contraprestações - Investimento (CAPEX) | 0 | 0 | 0 | 0 | 0 | 0 | 0 | 0 | 0 | 0 | 0 | 0 | 0 | 0 | 0 | 0 | 0 | 0 | 0 | #NAME? | #NAME? | #NAME? | #NAME? | #NAME? | #NAME? | #NAME? | #NAME? | #NAME? | #NAME? | #NAME? | #NAME? | #NAME? | #NAME? | #NAME? | #NAME? | #NAME? | #NAME? | #NAME? | #NAME? | #NAME? | #NAME? | #NAME? | #NAME? | #NAME? | #NAME? | #NAME? | #NAME? | #NAME? | #NAME? | #NAME? | #NAME? | #NAME? | #NAME? | #NAME? | #NAME? | #NAME? | #NAME? | #NAME? | #NAME? | #NAME? | #NAME? | #NAME? | #NAME? | #NAME? | #NAME? | #NAME? | #NAME? | #NAME? | #NAME? | #NAME? | #NAME? | #NAME? | #NAME? | #NAME? | #NAME? | #NAME? | #NAME? | #NAME? | #NAME? | #NAME? | #NAME? | #NAME? | #NAME? | #NAME? | #NAME? | #NAME? | #NAME? | #NAME? | #NAME? | #NAME? | #NAME? | #NAME? | #NAME? | #NAME? | #NAME? | #NAME? | #NAME? | #NAME? | #NAME? | #NAME? | #NAME? | #NAME? | #NAME? | #NAME? | #NAME? | #NAME? | #NAME? | #NAME? | #NAME? | #NAME? | #NAME? | #NAME? | #NAME? | #NAME? | #NAME? | #NAME? | #NAME? | #NAME? | #NAME? | #NAME? | #NAME? | #NAME? | #NAME? | #NAME? | #NAME? | #NAME? | #NAME? | #NAME? | #NAME? | #NAME? | #NAME? | #NAME? | #NAME? | #NAME? | #NAME? | #NAME? | #NAME? | #NAME? | #NAME? | #NAME? | #NAME? | #NAME? | #NAME? | #NAME? | #NAME? | #NAME? | #NAME? | #NAME? | #NAME? | #NAME? | #NAME? | #NAME? | #NAME? | #NAME? | #NAME? | #NAME? | #NAME? | #NAME? | #NAME? | #NAME? | #NAME? | #NAME? | #NAME? | #NAME? | #NAME? | #NAME? | #NAME? | #NAME? | #NAME? | #NAME? | #NAME? | #NAME? | #NAME? | #NAME? | #NAME? | #NAME? | #NAME? | #NAME? | #NAME? | #NAME? | #NAME? | #NAME? | #NAME? | #NAME? | #NAME? | #NAME? | #NAME? | #NAME? | #NAME? | #NAME? | #NAME? | #NAME? | #NAME? | #NAME? | #NAME? | #NAME? | #NAME? | #NAME? | #NAME? | #NAME? | #NAME? | #NAME? | #NAME? | #NAME? | #NAME? | #NAME? | #NAME? | #NAME? | #NAME? | #NAME? | #NAME? | #NAME? | #NAME? | #NAME? | #NAME? | #NAME?
(+) CMM1 - Iluminação Viária (V4/V5) | 0 | 0 | 0 | 0 | 0 | 0 | 0 | 0 | 0 | 0 | 0 | 0 | 0 | 0 | 0 | 0 | 0 | 0 | 0 | 0 | 0 | 0 | 0 | 0 | 0 | 0 | 0 | 0 | 0 | 0 | 0 | 0 | 0 | 0 | 0 | 0 | 0 | 0 | 0 | 0 | 0 | 0 | 0 | 0 | 0 | 0 | 0 | 0 | 0 | 0 | 0 | 0 | 0 | 0 | 0 | 0 | 0 | 0 | 0 | 0 | 0 | 0 | 0 | 0 | 0 | 0 | 0 | 0 | 0 | 0 | 0 | 0 | 0 | 0 | 0 | 0 | 0 | 0 | 0 | 0 | 0 | 0 | 0 | 0 | 0 | 0 | 0 | 0 | 0 | 0 | 0 | 0 | 0 | 0 | 0 | 0 | 0 | 0 | 0 | 0 | 0 | 0 | 0 | 0 | 0 | 0 | 0 | 0 | 0 | 0 | 0 | 0 | 0 | 0 | 0 | 0 | 0 | 0 | 0 | 0 | 0 | 0 | 0 | 0 | 0 | 0 | 0 | 0 | 0 | 0 | 0 | 0 | 0 | 0 | 0 | 0 | 0 | 0 | 0 | 0 | 0 | 0 | 0 | 0 | 0 | 0 | 0 | 0 | 0 | 0 | 0 | 0 | 0 | 0 | 0 | 0 | 0 | 0 | 0 | 0 | 0 | 0 | 0 | 0 | 0 | 0 | 0 | 0 | 0 | 0 | 0 | 0 | 0 | 0 | 0 | 0 | 0 | 0 | 0 | 0 | 0 | 0 | 0 | 0 | 0 | 0 | 0 | 0 | 0 | 0 | 0 | 0 | 0 | 0 | 0 | 0 | 0 | 0 | 0 | 0 | 0 | 0 | 0 | 0 | 0 | 0 | 0 | 0 | 0 | 0 | 0 | 0 | 0 | 0 | 0 | 0
(+) CMM2 - Iluminação Viária (V1...V3) | 0 | 0 | 0 | 0 | 0 | 0 | 0 | 0 | 0 | 0 | 0 | 0 | 0 | 0 | 0 | 0 | 0 | 0 | 0 | 0 | 0 | 0 | 0 | 0 | 0 | 0 | 0 | 0 | 0 | 0 | 0 | 0 | 0 | 0 | 0 | 0 | 0 | 0 | 0 | 0 | 0 | 0 | 0 | 0 | 0 | 0 | 0 | 0 | 0 | 0 | 0 | 0 | 0 | 0 | 0 | 0 | 0 | 0 | 0 | 0 | 0 | 0 | 0 | 0 | 0 | 0 | 0 | 0 | 0 | 0 | 0 | 0 | 0 | 0 | 0 | 0 | 0 | 0 | 0 | 0 | 0 | 0 | 0 | 0 | 0 | 0 | 0 | 0 | 0 | 0 | 0 | 0 | 0 | 0 | 0 | 0 | 0 | 0 | 0 | 0 | 0 | 0 | 0 | 0 | 0 | 0 | 0 | 0 | 0 | 0 | 0 | 0 | 0 | 0 | 0 | 0 | 0 | 0 | 0 | 0 | 0 | 0 | 0 | 0 | 0 | 0 | 0 | 0 | 0 | 0 | 0 | 0 | 0 | 0 | 0 | 0 | 0 | 0 | 0 | 0 | 0 | 0 | 0 | 0 | 0 | 0 | 0 | 0 | 0 | 0 | 0 | 0 | 0 | 0 | 0 | 0 | 0 | 0 | 0 | 0 | 0 | 0 | 0 | 0 | 0 | 0 | 0 | 0 | 0 | 0 | 0 | 0 | 0 | 0 | 0 | 0 | 0 | 0 | 0 | 0 | 0 | 0 | 0 | 0 | 0 | 0 | 0 | 0 | 0 | 0 | 0 | 0 | 0 | 0 | 0 | 0 | 0 | 0 | 0 | 0 | 0 | 0 | 0 | 0 | 0 | 0 | 0 | 0 | 0 | 0 | 0 | 0 | 0 | 0 | 0 | 0
(+) CMM3 - faixas de pedestres e ciclovias | 0 | 0 | 0 | 0 | 0 | 0 | 0 | 0 | 0 | 0 | 0 | 0 | 0 | 0 | 0 | 0 | 0 | 0 | 0 | 0 | 0 | 0 | 0 | 0 | 0 | 0 | 0 | 0 | 0 | 0 | 0 | 0 | 0 | 0 | 0 | 0 | 0 | 0 | 0 | 0 | 0 | 0 | 0 | 0 | 0 | 0 | 0 | 0 | 0 | 0 | 0 | 0 | 0 | 0 | 0 | 0 | 0 | 0 | 0 | 0 | 0 | 0 | 0 | 0 | 0 | 0 | 0 | 0 | 0 | 0 | 0 | 0 | 0 | 0 | 0 | 0 | 0 | 0 | 0 | 0 | 0 | 0 | 0 | 0 | 0 | 0 | 0 | 0 | 0 | 0 | 0 | 0 | 0 | 0 | 0 | 0 | 0 | 0 | 0 | 0 | 0 | 0 | 0 | 0 | 0 | 0 | 0 | 0 | 0 | 0 | 0 | 0 | 0 | 0 | 0 | 0 | 0 | 0 | 0 | 0 | 0 | 0 | 0 | 0 | 0 | 0 | 0 | 0 | 0 | 0 | 0 | 0 | 0 | 0 | 0 | 0 | 0 | 0 | 0 | 0 | 0 | 0 | 0 | 0 | 0 | 0 | 0 | 0 | 0 | 0 | 0 | 0 | 0 | 0 | 0 | 0 | 0 | 0 | 0 | 0 | 0 | 0 | 0 | 0 | 0 | 0 | 0 | 0 | 0 | 0 | 0 | 0 | 0 | 0 | 0 | 0 | 0 | 0 | 0 | 0 | 0 | 0 | 0 | 0 | 0 | 0 | 0 | 0 | 0 | 0 | 0 | 0 | 0 | 0 | 0 | 0 | 0 | 0 | 0 | 0 | 0 | 0 | 0 | 0 | 0 | 0 | 0 | 0 | 0 | 0 | 0 | 0 | 0 | 0 | 0 | 0
(+) CMM4 - iluminação especial | 0 | 0 | 0 | 0 | 0 | 0 | 0 | 0 | 0 | 0 | 0 | 0 | 0 | 0 | 0 | 0 | 0 | 0 | 0 | #NAME? | #NAME? | #NAME? | #NAME? | #NAME? | #NAME? | #NAME? | #NAME? | #NAME? | #NAME? | #NAME? | #NAME? | #NAME? | #NAME? | #NAME? | #NAME? | #NAME? | #NAME? | #NAME? | #NAME? | #NAME? | #NAME? | #NAME? | #NAME? | #NAME? | #NAME? | #NAME? | #NAME? | #NAME? | #NAME? | #NAME? | #NAME? | #NAME? | #NAME? | #NAME? | #NAME? | #NAME? | #NAME? | #NAME? | #NAME? | #NAME? | #NAME? | #NAME? | #NAME? | #NAME? | #NAME? | #NAME? | #NAME? | #NAME? | #NAME? | #NAME? | #NAME? | #NAME? | #NAME? | #NAME? | #NAME? | #NAME? | #NAME? | #NAME? | #NAME? | #NAME? | #NAME? | #NAME? | #NAME? | #NAME? | #NAME? | #NAME? | #NAME? | #NAME? | #NAME? | #NAME? | #NAME? | #NAME? | #NAME? | #NAME? | #NAME? | #NAME? | #NAME? | #NAME? | #NAME? | #NAME? | #NAME? | #NAME? | #NAME? | #NAME? | #NAME? | #NAME? | #NAME? | #NAME? | #NAME? | #NAME? | #NAME? | #NAME? | #NAME? | #NAME? | #NAME? | #NAME? | #NAME? | #NAME? | #NAME? | #NAME? | #NAME? | #NAME? | #NAME? | #NAME? | #NAME? | #NAME? | #NAME? | #NAME? | #NAME? | #NAME? | #NAME? | #NAME? | #NAME? | #NAME? | #NAME? | #NAME? | #NAME? | #NAME? | #NAME? | #NAME? | #NAME? | #NAME? | #NAME? | #NAME? | #NAME? | #NAME? | #NAME? | #NAME? | #NAME? | #NAME? | #NAME? | #NAME? | #NAME? | #NAME? | #NAME? | #NAME? | #NAME? | #NAME? | #NAME? | #NAME? | #NAME? | #NAME? | #NAME? | #NAME? | #NAME? | #NAME? | #NAME? | #NAME? | #NAME? | #NAME? | #NAME? | #NAME? | #NAME? | #NAME? | #NAME? | #NAME? | #NAME? | #NAME? | #NAME? | #NAME? | #NAME? | #NAME? | #NAME? | #NAME? | #NAME? | #NAME? | #NAME? | #NAME? | #NAME? | #NAME? | #NAME? | #NAME? | #NAME? | #NAME? | #NAME? | #NAME? | #NAME? | #NAME? | #NAME? | #NAME? | #NAME? | #NAME? | #NAME? | #NAME? | #NAME? | #NAME? | #NAME? | #NAME? | #NAME? | #NAME? | #NAME? | #NAME? | #NAME? | #NAME? | #NAME? | #NAME?
(+) Contraprestações - Serviços (OPEX) | 0 | 0 | 0 | 0 | 0 | 0 | 0 | 0 | 0 | 0 | 0 | 0 | 0 | 0 | 0 | 0 | 0 | 0 | 0 | 0 | 0 | 0 | 0 | 0 | 0 | 0 | 0 | 0 | 0 | 0 | 0 | 0 | 0 | 0 | 0 | 0 | 0 | 0 | 0 | 0 | 0 | 0 | 0 | 0 | 0 | 0 | 0 | 0 | 0 | 0 | 0 | 0 | 0 | 0 | 0 | 0 | 0 | 0 | 0 | 0 | 0 | 0 | 0 | 0 | 0 | 0 | 0 | 0 | 0 | 0 | 0 | 0 | 0 | 0 | 0 | 0 | 0 | 0 | 0 | 0 | 0 | 0 | 0 | 0 | 0 | 0 | 0 | 0 | 0 | 0 | 0 | 0 | 0 | 0 | 0 | 0 | 0 | 0 | 0 | 0 | 0 | 0 | 0 | 0 | 0 | 0 | 0 | 0 | 0 | 0 | 0 | 0 | 0 | 0 | 0 | 0 | 0 | 0 | 0 | 0 | 0 | 0 | 0 | 0 | 0 | 0 | 0 | 0 | 0 | 0 | 0 | 0 | 0 | 0 | 0 | 0 | 0 | 0 | 0 | 0 | 0 | 0 | 0 | 0 | 0 | 0 | 0 | 0 | 0 | 0 | 0 | 0 | 0 | 0 | 0 | 0 | 0 | 0 | 0 | 0 | 0 | 0 | 0 | 0 | 0 | 0 | 0 | 0 | 0 | 0 | 0 | 0 | 0 | 0 | 0 | 0 | 0 | 0 | 0 | 0 | 0 | 0 | 0 | 0 | 0 | 0 | 0 | 0 | 0 | 0 | 0 | 0 | 0 | 0 | 0 | 0 | 0 | 0 | 0 | 0 | 0 | 0 | 0 | 0 | 0 | 0 | 0 | 0 | 0 | 0 | 0 | 0 | 0 | 0 | 0 | 0
(+) CMM5 - O&M | 0 | 0 | 0 | 0 | 0 | 0 | 0 | 0 | 0 | 0 | 0 | 0 | 0 | 0 | 0 | 0 | 0 | 0 | 0 | 0 | 0 | 0 | 0 | 0 | 0 | 0 | 0 | 0 | 0 | 0 | 0 | 0 | 0 | 0 | 0 | 0 | 0 | 0 | 0 | 0 | 0 | 0 | 0 | 0 | 0 | 0 | 0 | 0 | 0 | 0 | 0 | 0 | 0 | 0 | 0 | 0 | 0 | 0 | 0 | 0 | 0 | 0 | 0 | 0 | 0 | 0 | 0 | 0 | 0 | 0 | 0 | 0 | 0 | 0 | 0 | 0 | 0 | 0 | 0 | 0 | 0 | 0 | 0 | 0 | 0 | 0 | 0 | 0 | 0 | 0 | 0 | 0 | 0 | 0 | 0 | 0 | 0 | 0 | 0 | 0 | 0 | 0 | 0 | 0 | 0 | 0 | 0 | 0 | 0 | 0 | 0 | 0 | 0 | 0 | 0 | 0 | 0 | 0 | 0 | 0 | 0 | 0 | 0 | 0 | 0 | 0 | 0 | 0 | 0 | 0 | 0 | 0 | 0 | 0 | 0 | 0 | 0 | 0 | 0 | 0 | 0 | 0 | 0 | 0 | 0 | 0 | 0 | 0 | 0 | 0 | 0 | 0 | 0 | 0 | 0 | 0 | 0 | 0 | 0 | 0 | 0 | 0 | 0 | 0 | 0 | 0 | 0 | 0 | 0 | 0 | 0 | 0 | 0 | 0 | 0 | 0 | 0 | 0 | 0 | 0 | 0 | 0 | 0 | 0 | 0 | 0 | 0 | 0 | 0 | 0 | 0 | 0 | 0 | 0 | 0 | 0 | 0 | 0 | 0 | 0 | 0 | 0 | 0 | 0 | 0 | 0 | 0 | 0 | 0 | 0 | 0 | 0 | 0 | 0 | 0 | 0
(+) BCE - Bônus de Consumo de Energia | 0 | 0 | 0 | 0 | 0 | 0 | 0 | 0 | 0 | 0 | 0 | 0 | 0 | 0 | 0 | 0 | 0 | 0 | 0 | 0 | 0 | 0 | 0 | 0 | 0 | 0 | 0 | 0 | 0 | 0 | 0 | 0 | 0 | 0 | 0 | 0 | 0 | 0 | 0 | 0 | 0 | 0 | 0 | 0 | 0 | 0 | 0 | 0 | 0 | 0 | 0 | 0 | 0 | 0 | 0 | 0 | 0 | 0 | 0 | 0 | 0 | 0 | 0 | 0 | 0 | 0 | 0 | 0 | 0 | 0 | 0 | 0 | 0 | 0 | 0 | 0 | 0 | 0 | 0 | 0 | 0 | 0 | 0 | 0 | 0 | 0 | 0 | 0 | 0 | 0 | 0 | 0 | 0 | 0 | 0 | 0 | 0 | 0 | 0 | 0 | 0 | 0 | 0 | 0 | 0 | 0 | 0 | 0 | 0 | 0 | 0 | 0 | 0 | 0 | 0 | 0 | 0 | 0 | 0 | 0 | 0 | 0 | 0 | 0 | 0 | 0 | 0 | 0 | 0 | 0 | 0 | 0 | 0 | 0 | 0 | 0 | 0 | 0 | 0 | 0 | 0 | 0 | 0 | 0 | 0 | 0 | 0 | 0 | 0 | 0 | 0 | 0 | 0 | 0 | 0 | 0 | 0 | 0 | 0 | 0 | 0 | 0 | 0 | 0 | 0 | 0 | 0 | 0 | 0 | 0 | 0 | 0 | 0 | 0 | 0 | 0 | 0 | 0 | 0 | 0 | 0 | 0 | 0 | 0 | 0 | 0 | 0 | 0 | 0 | 0 | 0 | 0 | 0 | 0 | 0 | 0 | 0 | 0 | 0 | 0 | 0 | 0 | 0 | 0 | 0 | 0 | 0 | 0 | 0 | 0 | 0 | 0 | 0 | 0 | 0 | 0
(+) Cota de Expansão | 0 | 0 | 0 | 0 | 0 | 0 | 0 | 0 | 0 | 0 | 0 | 0 | 0 | 0 | 0 | 0 | 0 | 0 | 0 | 0 | 0 | 0 | 0 | 0 | 0 | 0 | 0 | 0 | 0 | 0 | 0 | 0 | 0 | 0 | 0 | 0 | 0 | 0 | 0 | 0 | 0 | 0 | 0 | 0 | 0 | 0 | 0 | 0 | 0 | 0 | 0 | 0 | 0 | 0 | 0 | 0 | 0 | 0 | 0 | 0 | 0 | 0 | 0 | 0 | 0 | 0 | 0 | 0 | 0 | 0 | 0 | 0 | 0 | 0 | 0 | 0 | 0 | 0 | 0 | 0 | 0 | 0 | 0 | 0 | 0 | 0 | 0 | 0 | 0 | 0 | 0 | 0 | 0 | 0 | 0 | 0 | 0 | 0 | 0 | 0 | 0 | 0 | 0 | 0 | 0 | 0 | 0 | 0 | 0 | 0 | 0 | 0 | 0 | 0 | 0 | 0 | 0 | 0 | 0 | 0 | 0 | 0 | 0 | 0 | 0 | 0 | 0 | 0 | 0 | 0 | 0 | 0 | 0 | 0 | 0 | 0 | 0 | 0 | 0 | 0 | 0 | 0 | 0 | 0 | 0 | 0 | 0 | 0 | 0 | 0 | 0 | 0 | 0 | 0 | 0 | 0 | 0 | 0 | 0 | 0 | 0 | 0 | 0 | 0 | 0 | 0 | 0 | 0 | 0 | 0 | 0 | 0 | 0 | 0 | 0 | 0 | 0 | 0 | 0 | 0 | 0 | 0 | 0 | 0 | 0 | 0 | 0 | 0 | 0 | 0 | 0 | 0 | 0 | 0 | 0 | 0 | 0 | 0 | 0 | 0 | 0 | 0 | 0 | 0 | 0 | 0 | 0 | 0 | 0 | 0 | 0 | 0 | 0 | 0 | 0 | 0
(+) Iluminação Viária (V4/V5) - Exclusivos | 0 | 0 | 0 | 0 | 0 | 0 | 0 | 0 | 0 | 0 | 0 | 0 | 0 | 0 | 0 | 0 | 0 | 0 | 0 | 0 | 0 | 0 | 0 | 0 | 0 | 0 | 0 | 0 | 0 | 0 | 0 | 0 | 0 | 0 | 0 | 0 | 0 | 0 | 0 | 0 | 0 | 0 | 0 | 0 | 0 | 0 | 0 | 0 | 0 | 0 | 0 | 0 | 0 | 0 | 0 | 0 | 0 | 0 | 0 | 0 | 0 | 0 | 0 | 0 | 0 | 0 | 0 | 0 | 0 | 0 | 0 | 0 | 0 | 0 | 0 | 0 | 0 | 0 | 0 | 0 | 0 | 0 | 0 | 0 | 0 | 0 | 0 | 0 | 0 | 0 | 0 | 0 | 0 | 0 | 0 | 0 | 0 | 0 | 0 | 0 | 0 | 0 | 0 | 0 | 0 | 0 | 0 | 0 | 0 | 0 | 0 | 0 | 0 | 0 | 0 | 0 | 0 | 0 | 0 | 0 | 0 | 0 | 0 | 0 | 0 | 0 | 0 | 0 | 0 | 0 | 0 | 0 | 0 | 0 | 0 | 0 | 0 | 0 | 0 | 0 | 0 | 0 | 0 | 0 | 0 | 0 | 0 | 0 | 0 | 0 | 0 | 0 | 0 | 0 | 0 | 0 | 0 | 0 | 0 | 0 | 0 | 0 | 0 | 0 | 0 | 0 | 0 | 0 | 0 | 0 | 0 | 0 | 0 | 0 | 0 | 0 | 0 | 0 | 0 | 0 | 0 | 0 | 0 | 0 | 0 | 0 | 0 | 0 | 0 | 0 | 0 | 0 | 0 | 0 | 0 | 0 | 0 | 0 | 0 | 0 | 0 | 0 | 0 | 0 | 0 | 0 | 0 | 0 | 0 | 0 | 0 | 0 | 0 | 0 | 0 | 0
(+) Iluminação Viária (V1...V3) - Exclusivos | 0 | 0 | 0 | 0 | 0 | 0 | 0 | 0 | 0 | 0 | 0 | 0 | 0 | 0 | 0 | 0 | 0 | 0 | 0 | 0 | 0 | 0 | 0 | 0 | 0 | 0 | 0 | 0 | 0 | 0 | 0 | 0 | 0 | 0 | 0 | 0 | 0 | 0 | 0 | 0 | 0 | 0 | 0 | 0 | 0 | 0 | 0 | 0 | 0 | 0 | 0 | 0 | 0 | 0 | 0 | 0 | 0 | 0 | 0 | 0 | 0 | 0 | 0 | 0 | 0 | 0 | 0 | 0 | 0 | 0 | 0 | 0 | 0 | 0 | 0 | 0 | 0 | 0 | 0 | 0 | 0 | 0 | 0 | 0 | 0 | 0 | 0 | 0 | 0 | 0 | 0 | 0 | 0 | 0 | 0 | 0 | 0 | 0 | 0 | 0 | 0 | 0 | 0 | 0 | 0 | 0 | 0 | 0 | 0 | 0 | 0 | 0 | 0 | 0 | 0 | 0 | 0 | 0 | 0 | 0 | 0 | 0 | 0 | 0 | 0 | 0 | 0 | 0 | 0 | 0 | 0 | 0 | 0 | 0 | 0 | 0 | 0 | 0 | 0 | 0 | 0 | 0 | 0 | 0 | 0 | 0 | 0 | 0 | 0 | 0 | 0 | 0 | 0 | 0 | 0 | 0 | 0 | 0 | 0 | 0 | 0 | 0 | 0 | 0 | 0 | 0 | 0 | 0 | 0 | 0 | 0 | 0 | 0 | 0 | 0 | 0 | 0 | 0 | 0 | 0 | 0 | 0 | 0 | 0 | 0 | 0 | 0 | 0 | 0 | 0 | 0 | 0 | 0 | 0 | 0 | 0 | 0 | 0 | 0 | 0 | 0 | 0 | 0 | 0 | 0 | 0 | 0 | 0 | 0 | 0 | 0 | 0 | 0 | 0 | 0 | 0
(+) Iluminação Viária (V4/V5) - Compartilhados | 0 | 0 | 0 | 0 | 0 | 0 | 0 | 0 | 0 | 0 | 0 | 0 | 0 | 0 | 0 | 0 | 0 | 0 | 0 | 0 | 0 | 0 | 0 | 0 | 0 | 0 | 0 | 0 | 0 | 0 | 0 | 0 | 0 | 0 | 0 | 0 | 0 | 0 | 0 | 0 | 0 | 0 | 0 | 0 | 0 | 0 | 0 | 0 | 0 | 0 | 0 | 0 | 0 | 0 | 0 | 0 | 0 | 0 | 0 | 0 | 0 | 0 | 0 | 0 | 0 | 0 | 0 | 0 | 0 | 0 | 0 | 0 | 0 | 0 | 0 | 0 | 0 | 0 | 0 | 0 | 0 | 0 | 0 | 0 | 0 | 0 | 0 | 0 | 0 | 0 | 0 | 0 | 0 | 0 | 0 | 0 | 0 | 0 | 0 | 0 | 0 | 0 | 0 | 0 | 0 | 0 | 0 | 0 | 0 | 0 | 0 | 0 | 0 | 0 | 0 | 0 | 0 | 0 | 0 | 0 | 0 | 0 | 0 | 0 | 0 | 0 | 0 | 0 | 0 | 0 | 0 | 0 | 0 | 0 | 0 | 0 | 0 | 0 | 0 | 0 | 0 | 0 | 0 | 0 | 0 | 0 | 0 | 0 | 0 | 0 | 0 | 0 | 0 | 0 | 0 | 0 | 0 | 0 | 0 | 0 | 0 | 0 | 0 | 0 | 0 | 0 | 0 | 0 | 0 | 0 | 0 | 0 | 0 | 0 | 0 | 0 | 0 | 0 | 0 | 0 | 0 | 0 | 0 | 0 | 0 | 0 | 0 | 0 | 0 | 0 | 0 | 0 | 0 | 0 | 0 | 0 | 0 | 0 | 0 | 0 | 0 | 0 | 0 | 0 | 0 | 0 | 0 | 0 | 0 | 0 | 0 | 0 | 0 | 0 | 0 | 0
(+) Iluminação Viária (V1...V3) - Compartilhados | 0 | 0 | 0 | 0 | 0 | 0 | 0 | 0 | 0 | 0 | 0 | 0 | 0 | 0 | 0 | 0 | 0 | 0 | 0 | 0 | 0 | 0 | 0 | 0 | 0 | 0 | 0 | 0 | 0 | 0 | 0 | 0 | 0 | 0 | 0 | 0 | 0 | 0 | 0 | 0 | 0 | 0 | 0 | 0 | 0 | 0 | 0 | 0 | 0 | 0 | 0 | 0 | 0 | 0 | 0 | 0 | 0 | 0 | 0 | 0 | 0 | 0 | 0 | 0 | 0 | 0 | 0 | 0 | 0 | 0 | 0 | 0 | 0 | 0 | 0 | 0 | 0 | 0 | 0 | 0 | 0 | 0 | 0 | 0 | 0 | 0 | 0 | 0 | 0 | 0 | 0 | 0 | 0 | 0 | 0 | 0 | 0 | 0 | 0 | 0 | 0 | 0 | 0 | 0 | 0 | 0 | 0 | 0 | 0 | 0 | 0 | 0 | 0 | 0 | 0 | 0 | 0 | 0 | 0 | 0 | 0 | 0 | 0 | 0 | 0 | 0 | 0 | 0 | 0 | 0 | 0 | 0 | 0 | 0 | 0 | 0 | 0 | 0 | 0 | 0 | 0 | 0 | 0 | 0 | 0 | 0 | 0 | 0 | 0 | 0 | 0 | 0 | 0 | 0 | 0 | 0 | 0 | 0 | 0 | 0 | 0 | 0 | 0 | 0 | 0 | 0 | 0 | 0 | 0 | 0 | 0 | 0 | 0 | 0 | 0 | 0 | 0 | 0 | 0 | 0 | 0 | 0 | 0 | 0 | 0 | 0 | 0 | 0 | 0 | 0 | 0 | 0 | 0 | 0 | 0 | 0 | 0 | 0 | 0 | 0 | 0 | 0 | 0 | 0 | 0 | 0 | 0 | 0 | 0 | 0 | 0 | 0 | 0 | 0 | 0 | 0
(+) Iluminação FTP | 0 | 0 | 0 | 0 | 0 | 0 | 0 | 0 | 0 | 0 | 0 | 0 | 0 | 0 | 0 | 0 | 0 | 0 | 0 | 0 | 0 | 0 | 0 | 0 | 0 | 0 | 0 | 0 | 0 | 0 | 0 | 0 | 0 | 0 | 0 | 0 | 0 | 0 | 0 | 0 | 0 | 0 | 0 | 0 | 0 | 0 | 0 | 0 | 0 | 0 | 0 | 0 | 0 | 0 | 0 | 0 | 0 | 0 | 0 | 0 | 0 | 0 | 0 | 0 | 0 | 0 | 0 | 0 | 0 | 0 | 0 | 0 | 0 | 0 | 0 | 0 | 0 | 0 | 0 | 0 | 0 | 0 | 0 | 0 | 0 | 0 | 0 | 0 | 0 | 0 | 0 | 0 | 0 | 0 | 0 | 0 | 0 | 0 | 0 | 0 | 0 | 0 | 0 | 0 | 0 | 0 | 0 | 0 | 0 | 0 | 0 | 0 | 0 | 0 | 0 | 0 | 0 | 0 | 0 | 0 | 0 | 0 | 0 | 0 | 0 | 0 | 0 | 0 | 0 | 0 | 0 | 0 | 0 | 0 | 0 | 0 | 0 | 0 | 0 | 0 | 0 | 0 | 0 | 0 | 0 | 0 | 0 | 0 | 0 | 0 | 0 | 0 | 0 | 0 | 0 | 0 | 0 | 0 | 0 | 0 | 0 | 0 | 0 | 0 | 0 | 0 | 0 | 0 | 0 | 0 | 0 | 0 | 0 | 0 | 0 | 0 | 0 | 0 | 0 | 0 | 0 | 0 | 0 | 0 | 0 | 0 | 0 | 0 | 0 | 0 | 0 | 0 | 0 | 0 | 0 | 0 | 0 | 0 | 0 | 0 | 0 | 0 | 0 | 0 | 0 | 0 | 0 | 0 | 0 | 0 | 0 | 0 | 0 | 0 | 0 | 0
(+) Iluminação Ciclovia e Ciclofaixa | 0 | 0 | 0 | 0 | 0 | 0 | 0 | 0 | 0 | 0 | 0 | 0 | 0 | 0 | 0 | 0 | 0 | 0 | 0 | 0 | 0 | 0 | 0 | 0 | 0 | 0 | 0 | 0 | 0 | 0 | 0 | 0 | 0 | 0 | 0 | 0 | 0 | 0 | 0 | 0 | 0 | 0 | 0 | 0 | 0 | 0 | 0 | 0 | 0 | 0 | 0 | 0 | 0 | 0 | 0 | 0 | 0 | 0 | 0 | 0 | 0 | 0 | 0 | 0 | 0 | 0 | 0 | 0 | 0 | 0 | 0 | 0 | 0 | 0 | 0 | 0 | 0 | 0 | 0 | 0 | 0 | 0 | 0 | 0 | 0 | 0 | 0 | 0 | 0 | 0 | 0 | 0 | 0 | 0 | 0 | 0 | 0 | 0 | 0 | 0 | 0 | 0 | 0 | 0 | 0 | 0 | 0 | 0 | 0 | 0 | 0 | 0 | 0 | 0 | 0 | 0 | 0 | 0 | 0 | 0 | 0 | 0 | 0 | 0 | 0 | 0 | 0 | 0 | 0 | 0 | 0 | 0 | 0 | 0 | 0 | 0 | 0 | 0 | 0 | 0 | 0 | 0 | 0 | 0 | 0 | 0 | 0 | 0 | 0 | 0 | 0 | 0 | 0 | 0 | 0 | 0 | 0 | 0 | 0 | 0 | 0 | 0 | 0 | 0 | 0 | 0 | 0 | 0 | 0 | 0 | 0 | 0 | 0 | 0 | 0 | 0 | 0 | 0 | 0 | 0 | 0 | 0 | 0 | 0 | 0 | 0 | 0 | 0 | 0 | 0 | 0 | 0 | 0 | 0 | 0 | 0 | 0 | 0 | 0 | 0 | 0 | 0 | 0 | 0 | 0 | 0 | 0 | 0 | 0 | 0 | 0 | 0 | 0 | 0 | 0 | 0
(+) Iluminação EPL | 0 | 0 | 0 | 0 | 0 | 0 | 0 | 0 | 0 | 0 | 0 | 0 | 0 | 0 | 0 | 0 | 0 | 0 | 0 | 0 | 0 | 0 | 0 | 0 | 0 | 0 | 0 | 0 | 0 | 0 | 0 | 0 | 0 | 0 | 0 | 0 | 0 | 0 | 0 | 0 | 0 | 0 | 0 | 0 | 0 | 0 | 0 | 0 | 0 | 0 | 0 | 0 | 0 | 0 | 0 | 0 | 0 | 0 | 0 | 0 | 0 | 0 | 0 | 0 | 0 | 0 | 0 | 0 | 0 | 0 | 0 | 0 | 0 | 0 | 0 | 0 | 0 | 0 | 0 | 0 | 0 | 0 | 0 | 0 | 0 | 0 | 0 | 0 | 0 | 0 | 0 | 0 | 0 | 0 | 0 | 0 | 0 | 0 | 0 | 0 | 0 | 0 | 0 | 0 | 0 | 0 | 0 | 0 | 0 | 0 | 0 | 0 | 0 | 0 | 0 | 0 | 0 | 0 | 0 | 0 | 0 | 0 | 0 | 0 | 0 | 0 | 0 | 0 | 0 | 0 | 0 | 0 | 0 | 0 | 0 | 0 | 0 | 0 | 0 | 0 | 0 | 0 | 0 | 0 | 0 | 0 | 0 | 0 | 0 | 0 | 0 | 0 | 0 | 0 | 0 | 0 | 0 | 0 | 0 | 0 | 0 | 0 | 0 | 0 | 0 | 0 | 0 | 0 | 0 | 0 | 0 | 0 | 0 | 0 | 0 | 0 | 0 | 0 | 0 | 0 | 0 | 0 | 0 | 0 | 0 | 0 | 0 | 0 | 0 | 0 | 0 | 0 | 0 | 0 | 0 | 0 | 0 | 0 | 0 | 0 | 0 | 0 | 0 | 0 | 0 | 0 | 0 | 0 | 0 | 0 | 0 | 0 | 0 | 0 | 0 | 0
(+) Iluminação Rural | 0 | 0 | 0 | 0 | 0 | 0 | 0 | 0 | 0 | 0 | 0 | 0 | 0 | 0 | 0 | 0 | 0 | 0 | 0 | 0 | 0 | 0 | 0 | 0 | 0 | 0 | 0 | 0 | 0 | 0 | 0 | 0 | 0 | 0 | 0 | 0 | 0 | 0 | 0 | 0 | 0 | 0 | 0 | 0 | 0 | 0 | 0 | 0 | 0 | 0 | 0 | 0 | 0 | 0 | 0 | 0 | 0 | 0 | 0 | 0 | 0 | 0 | 0 | 0 | 0 | 0 | 0 | 0 | 0 | 0 | 0 | 0 | 0 | 0 | 0 | 0 | 0 | 0 | 0 | 0 | 0 | 0 | 0 | 0 | 0 | 0 | 0 | 0 | 0 | 0 | 0 | 0 | 0 | 0 | 0 | 0 | 0 | 0 | 0 | 0 | 0 | 0 | 0 | 0 | 0 | 0 | 0 | 0 | 0 | 0 | 0 | 0 | 0 | 0 | 0 | 0 | 0 | 0 | 0 | 0 | 0 | 0 | 0 | 0 | 0 | 0 | 0 | 0 | 0 | 0 | 0 | 0 | 0 | 0 | 0 | 0 | 0 | 0 | 0 | 0 | 0 | 0 | 0 | 0 | 0 | 0 | 0 | 0 | 0 | 0 | 0 | 0 | 0 | 0 | 0 | 0 | 0 | 0 | 0 | 0 | 0 | 0 | 0 | 0 | 0 | 0 | 0 | 0 | 0 | 0 | 0 | 0 | 0 | 0 | 0 | 0 | 0 | 0 | 0 | 0 | 0 | 0 | 0 | 0 | 0 | 0 | 0 | 0 | 0 | 0 | 0 | 0 | 0 | 0 | 0 | 0 | 0 | 0 | 0 | 0 | 0 | 0 | 0 | 0 | 0 | 0 | 0 | 0 | 0 | 0 | 0 | 0 | 0 | 0 | 0 | 0
(+) Receitas Acessórias | 0 | 0 | 0 | 0 | 0 | 0 | 0 | 0 | 0 | 0 | 0 | 0 | 0 | 0 | 0 | 0 | 0 | 0 | 0 | 0 | 0 | 0 | 0 | 0 | 0 | 0 | 0 | 0 | 0 | 0 | 0 | 0 | 0 | 0 | 0 | 0 | 0 | 0 | 0 | 0 | 0 | 0 | 0 | 0 | 0 | 0 | 0 | 0 | 0 | 0 | 0 | 0 | 0 | 0 | 0 | 0 | 0 | 0 | 0 | 0 | 0 | 0 | 0 | 0 | 0 | 0 | 0 | 0 | 0 | 0 | 0 | 0 | 0 | 0 | 0 | 0 | 0 | 0 | 0 | 0 | 0 | 0 | 0 | 0 | 0 | 0 | 0 | 0 | 0 | 0 | 0 | 0 | 0 | 0 | 0 | 0 | 0 | 0 | 0 | 0 | 0 | 0 | 0 | 0 | 0 | 0 | 0 | 0 | 0 | 0 | 0 | 0 | 0 | 0 | 0 | 0 | 0 | 0 | 0 | 0 | 0 | 0 | 0 | 0 | 0 | 0 | 0 | 0 | 0 | 0 | 0 | 0 | 0 | 0 | 0 | 0 | 0 | 0 | 0 | 0 | 0 | 0 | 0 | 0 | 0 | 0 | 0 | 0 | 0 | 0 | 0 | 0 | 0 | 0 | 0 | 0 | 0 | 0 | 0 | 0 | 0 | 0 | 0 | 0 | 0 | 0 | 0 | 0 | 0 | 0 | 0 | 0 | 0 | 0 | 0 | 0 | 0 | 0 | 0 | 0 | 0 | 0 | 0 | 0 | 0 | 0 | 0 | 0 | 0 | 0 | 0 | 0 | 0 | 0 | 0 | 0 | 0 | 0 | 0 | 0 | 0 | 0 | 0 | 0 | 0 | 0 | 0 | 0 | 0 | 0 | 0 | 0 | 0 | 0 | 0 | 0
(+) Atividades Relacionadas | 0 | 0 | 0 | 0 | 0 | 0 | 0 | 0 | 0 | 0 | 0 | 0 | 0 | 0 | 0 | 0 | 0 | 0 | 0 | 0 | 0 | 0 | 0 | 0 | 0 | 0 | 0 | 0 | 0 | 0 | 0 | 0 | 0 | 0 | 0 | 0 | 0 | 0 | 0 | 0 | 0 | 0 | 0 | 0 | 0 | 0 | 0 | 0 | 0 | 0 | 0 | 0 | 0 | 0 | 0 | 0 | 0 | 0 | 0 | 0 | 0 | 0 | 0 | 0 | 0 | 0 | 0 | 0 | 0 | 0 | 0 | 0 | 0 | 0 | 0 | 0 | 0 | 0 | 0 | 0 | 0 | 0 | 0 | 0 | 0 | 0 | 0 | 0 | 0 | 0 | 0 | 0 | 0 | 0 | 0 | 0 | 0 | 0 | 0 | 0 | 0 | 0 | 0 | 0 | 0 | 0 | 0 | 0 | 0 | 0 | 0 | 0 | 0 | 0 | 0 | 0 | 0 | 0 | 0 | 0 | 0 | 0 | 0 | 0 | 0 | 0 | 0 | 0 | 0 | 0 | 0 | 0 | 0 | 0 | 0 | 0 | 0 | 0 | 0 | 0 | 0 | 0 | 0 | 0 | 0 | 0 | 0 | 0 | 0 | 0 | 0 | 0 | 0 | 0 | 0 | 0 | 0 | 0 | 0 | 0 | 0 | 0 | 0 | 0 | 0 | 0 | 0 | 0 | 0 | 0 | 0 | 0 | 0 | 0 | 0 | 0 | 0 | 0 | 0 | 0 | 0 | 0 | 0 | 0 | 0 | 0 | 0 | 0 | 0 | 0 | 0 | 0 | 0 | 0 | 0 | 0 | 0 | 0 | 0 | 0 | 0 | 0 | 0 | 0 | 0 | 0 | 0 | 0 | 0 | 0 | 0 | 0 | 0 | 0 | 0 | 0
(+) Receita de Sucata | 0 | 0 | 0 | 0 | 0 | 0 | 0 | 0 | 0 | 0 | 0 | 0 | 0 | 0 | 0 | 0 | 0 | 0 | 0 | 0 | 0 | 0 | 0 | 0 | 0 | 0 | 0 | 0 | 0 | 0 | 0 | 0 | 0 | 0 | 0 | 0 | 0 | 0 | 0 | 0 | 0 | 0 | 0 | 0 | 0 | 0 | 0 | 0 | 0 | 0 | 0 | 0 | 0 | 0 | 0 | 0 | 0 | 0 | 0 | 0 | 0 | 0 | 0 | 0 | 0 | 0 | 0 | 0 | 0 | 0 | 0 | 0 | 0 | 0 | 0 | 0 | 0 | 0 | 0 | 0 | 0 | 0 | 0 | 0 | 0 | 0 | 0 | 0 | 0 | 0 | 0 | 0 | 0 | 0 | 0 | 0 | 0 | 0 | 0 | 0 | 0 | 0 | 0 | 0 | 0 | 0 | 0 | 0 | 0 | 0 | 0 | 0 | 0 | 0 | 0 | 0 | 0 | 0 | 0 | 0 | 0 | 0 | 0 | 0 | 0 | 0 | 0 | 0 | 0 | 0 | 0 | 0 | 0 | 0 | 0 | 0 | 0 | 0 | 0 | 0 | 0 | 0 | 0 | 0 | 0 | 0 | 0 | 0 | 0 | 0 | 0 | 0 | 0 | 0 | 0 | 0 | 0 | 0 | 0 | 0 | 0 | 0 | 0 | 0 | 0 | 0 | 0 | 0 | 0 | 0 | 0 | 0 | 0 | 0 | 0 | 0 | 0 | 0 | 0 | 0 | 0 | 0 | 0 | 0 | 0 | 0 | 0 | 0 | 0 | 0 | 0 | 0 | 0 | 0 | 0 | 0 | 0 | 0 | 0 | 0 | 0 | 0 | 0 | 0 | 0 | 0 | 0 | 0 | 0 | 0 | 0 | 0 | 0 | 0 | 0 | 0
(2) IMPOSTOS SOBRE RECEITAS | 0 | 0 | 0 | 0 | 0 | 0 | 0 | 0 | 0 | 0 | 0 | 0 | 0 | 0 | 0 | 0 | 0 | 0 | 0 | #NAME? | #NAME? | #NAME? | #NAME? | #NAME? | #NAME? | #NAME? | #NAME? | #NAME? | #NAME? | #NAME? | #NAME? | #NAME? | #NAME? | #NAME? | #NAME? | #NAME? | #NAME? | #NAME? | #NAME? | #NAME? | #NAME? | #NAME? | #NAME? | #NAME? | #NAME? | #NAME? | #NAME? | #NAME? | #NAME? | #NAME? | #NAME? | #NAME? | #NAME? | #NAME? | #NAME? | #NAME? | #NAME? | #NAME? | #NAME? | #NAME? | #NAME? | #NAME? | #NAME? | #NAME? | #NAME? | #NAME? | #NAME? | #NAME? | #NAME? | #NAME? | #NAME? | #NAME? | #NAME? | #NAME? | #NAME? | #NAME? | #NAME? | #NAME? | #NAME? | #NAME? | #NAME? | #NAME? | #NAME? | #NAME? | #NAME? | #NAME? | #NAME? | #NAME? | #NAME? | #NAME? | #NAME? | #NAME? | #NAME? | #NAME? | #NAME? | #NAME? | #NAME? | #NAME? | #NAME? | #NAME? | #NAME? | #NAME? | #NAME? | #NAME? | #NAME? | #NAME? | #NAME? | #NAME? | #NAME? | #NAME? | #NAME? | #NAME? | #NAME? | #NAME? | #NAME? | #NAME? | #NAME? | #NAME? | #NAME? | #NAME? | #NAME? | #NAME? | #NAME? | #NAME? | #NAME? | #NAME? | #NAME? | #NAME? | #NAME? | #NAME? | #NAME? | #NAME? | #NAME? | #NAME? | #NAME? | #NAME? | #NAME? | #NAME? | #NAME? | #NAME? | #NAME? | #NAME? | #NAME? | #NAME? | #NAME? | #NAME? | #NAME? | #NAME? | #NAME? | #NAME? | #NAME? | #NAME? | #NAME? | #NAME? | #NAME? | #NAME? | #NAME? | #NAME? | #NAME? | #NAME? | #NAME? | #NAME? | #NAME? | #NAME? | #NAME? | #NAME? | #NAME? | #NAME? | #NAME? | #NAME? | #NAME? | #NAME? | #NAME? | #NAME? | #NAME? | #NAME? | #NAME? | #NAME? | #NAME? | #NAME? | #NAME? | #NAME? | #NAME? | #NAME? | #NAME? | #NAME? | #NAME? | #NAME? | #NAME? | #NAME? | #NAME? | #NAME? | #NAME? | #NAME? | #NAME? | #NAME? | #NAME? | #NAME? | #NAME? | #NAME? | #NAME? | #NAME? | #NAME? | #NAME? | #NAME? | #NAME? | #NAME? | #NAME? | #NAME? | #NAME? | #NAME? | #NAME? | #NAME? | #NAME? | #NAME? | #NAME?
(+) PIS | 0 | 0 | 0 | 0 | 0 | 0 | 0 | 0 | 0 | 0 | 0 | 0 | 0 | 0 | 0 | 0 | 0 | 0 | 0 | #NAME? | #NAME? | #NAME? | #NAME? | #NAME? | #NAME? | #NAME? | #NAME? | #NAME? | #NAME? | #NAME? | #NAME? | #NAME? | #NAME? | #NAME? | #NAME? | #NAME? | #NAME? | #NAME? | #NAME? | #NAME? | #NAME? | #NAME? | #NAME? | #NAME? | #NAME? | #NAME? | #NAME? | #NAME? | #NAME? | #NAME? | #NAME? | #NAME? | #NAME? | #NAME? | #NAME? | #NAME? | #NAME? | #NAME? | #NAME? | #NAME? | #NAME? | #NAME? | #NAME? | #NAME? | #NAME? | #NAME? | #NAME? | #NAME? | #NAME? | #NAME? | #NAME? | #NAME? | #NAME? | #NAME? | #NAME? | #NAME? | #NAME? | #NAME? | #NAME? | #NAME? | #NAME? | #NAME? | #NAME? | #NAME? | #NAME? | #NAME? | #NAME? | #NAME? | #NAME? | #NAME? | #NAME? | #NAME? | #NAME? | #NAME? | #NAME? | #NAME? | #NAME? | #NAME? | #NAME? | #NAME? | #NAME? | #NAME? | #NAME? | #NAME? | #NAME? | #NAME? | #NAME? | #NAME? | #NAME? | #NAME? | #NAME? | #NAME? | #NAME? | #NAME? | #NAME? | #NAME? | #NAME? | #NAME? | #NAME? | #NAME? | #NAME? | #NAME? | #NAME? | #NAME? | #NAME? | #NAME? | #NAME? | #NAME? | #NAME? | #NAME? | #NAME? | #NAME? | #NAME? | #NAME? | #NAME? | #NAME? | #NAME? | #NAME? | #NAME? | #NAME? | #NAME? | #NAME? | #NAME? | #NAME? | #NAME? | #NAME? | #NAME? | #NAME? | #NAME? | #NAME? | #NAME? | #NAME? | #NAME? | #NAME? | #NAME? | #NAME? | #NAME? | #NAME? | #NAME? | #NAME? | #NAME? | #NAME? | #NAME? | #NAME? | #NAME? | #NAME? | #NAME? | #NAME? | #NAME? | #NAME? | #NAME? | #NAME? | #NAME? | #NAME? | #NAME? | #NAME? | #NAME? | #NAME? | #NAME? | #NAME? | #NAME? | #NAME? | #NAME? | #NAME? | #NAME? | #NAME? | #NAME? | #NAME? | #NAME? | #NAME? | #NAME? | #NAME? | #NAME? | #NAME? | #NAME? | #NAME? | #NAME? | #NAME? | #NAME? | #NAME? | #NAME? | #NAME? | #NAME? | #NAME? | #NAME? | #NAME? | #NAME? | #NAME? | #NAME? | #NAME? | #NAME? | #NAME? | #NAME? | #NAME? | #NAME? | #NAME?
(+) COFINS | 0 | 0 | 0 | 0 | 0 | 0 | 0 | 0 | 0 | 0 | 0 | 0 | 0 | 0 | 0 | 0 | 0 | 0 | 0 | #NAME? | #NAME? | #NAME? | #NAME? | #NAME? | #NAME? | #NAME? | #NAME? | #NAME? | #NAME? | #NAME? | #NAME? | #NAME? | #NAME? | #NAME? | #NAME? | #NAME? | #NAME? | #NAME? | #NAME? | #NAME? | #NAME? | #NAME? | #NAME? | #NAME? | #NAME? | #NAME? | #NAME? | #NAME? | #NAME? | #NAME? | #NAME? | #NAME? | #NAME? | #NAME? | #NAME? | #NAME? | #NAME? | #NAME? | #NAME? | #NAME? | #NAME? | #NAME? | #NAME? | #NAME? | #NAME? | #NAME? | #NAME? | #NAME? | #NAME? | #NAME? | #NAME? | #NAME? | #NAME? | #NAME? | #NAME? | #NAME? | #NAME? | #NAME? | #NAME? | #NAME? | #NAME? | #NAME? | #NAME? | #NAME? | #NAME? | #NAME? | #NAME? | #NAME? | #NAME? | #NAME? | #NAME? | #NAME? | #NAME? | #NAME? | #NAME? | #NAME? | #NAME? | #NAME? | #NAME? | #NAME? | #NAME? | #NAME? | #NAME? | #NAME? | #NAME? | #NAME? | #NAME? | #NAME? | #NAME? | #NAME? | #NAME? | #NAME? | #NAME? | #NAME? | #NAME? | #NAME? | #NAME? | #NAME? | #NAME? | #NAME? | #NAME? | #NAME? | #NAME? | #NAME? | #NAME? | #NAME? | #NAME? | #NAME? | #NAME? | #NAME? | #NAME? | #NAME? | #NAME? | #NAME? | #NAME? | #NAME? | #NAME? | #NAME? | #NAME? | #NAME? | #NAME? | #NAME? | #NAME? | #NAME? | #NAME? | #NAME? | #NAME? | #NAME? | #NAME? | #NAME? | #NAME? | #NAME? | #NAME? | #NAME? | #NAME? | #NAME? | #NAME? | #NAME? | #NAME? | #NAME? | #NAME? | #NAME? | #NAME? | #NAME? | #NAME? | #NAME? | #NAME? | #NAME? | #NAME? | #NAME? | #NAME? | #NAME? | #NAME? | #NAME? | #NAME? | #NAME? | #NAME? | #NAME? | #NAME? | #NAME? | #NAME? | #NAME? | #NAME? | #NAME? | #NAME? | #NAME? | #NAME? | #NAME? | #NAME? | #NAME? | #NAME? | #NAME? | #NAME? | #NAME? | #NAME? | #NAME? | #NAME? | #NAME? | #NAME? | #NAME? | #NAME? | #NAME? | #NAME? | #NAME? | #NAME? | #NAME? | #NAME? | #NAME? | #NAME? | #NAME? | #NAME? | #NAME? | #NAME? | #NAME? | #NAME? | #NAME?
(+) ISS | 0 | 0 | 0 | 0 | 0 | 0 | 0 | 0 | 0 | 0 | 0 | 0 | 0 | 0 | 0 | 0 | 0 | 0 | 0 | #NAME? | #NAME? | #NAME? | #NAME? | #NAME? | #NAME? | #NAME? | #NAME? | #NAME? | #NAME? | #NAME? | #NAME? | #NAME? | #NAME? | #NAME? | #NAME? | #NAME? | #NAME? | #NAME? | #NAME? | #NAME? | #NAME? | #NAME? | #NAME? | #NAME? | #NAME? | #NAME? | #NAME? | #NAME? | #NAME? | #NAME? | #NAME? | #NAME? | #NAME? | #NAME? | #NAME? | #NAME? | #NAME? | #NAME? | #NAME? | #NAME? | #NAME? | #NAME? | #NAME? | #NAME? | #NAME? | #NAME? | #NAME? | #NAME? | #NAME? | #NAME? | #NAME? | #NAME? | #NAME? | #NAME? | #NAME? | #NAME? | #NAME? | #NAME? | #NAME? | #NAME? | #NAME? | #NAME? | #NAME? | #NAME? | #NAME? | #NAME? | #NAME? | #NAME? | #NAME? | #NAME? | #NAME? | #NAME? | #NAME? | #NAME? | #NAME? | #NAME? | #NAME? | #NAME? | #NAME? | #NAME? | #NAME? | #NAME? | #NAME? | #NAME? | #NAME? | #NAME? | #NAME? | #NAME? | #NAME? | #NAME? | #NAME? | #NAME? | #NAME? | #NAME? | #NAME? | #NAME? | #NAME? | #NAME? | #NAME? | #NAME? | #NAME? | #NAME? | #NAME? | #NAME? | #NAME? | #NAME? | #NAME? | #NAME? | #NAME? | #NAME? | #NAME? | #NAME? | #NAME? | #NAME? | #NAME? | #NAME? | #NAME? | #NAME? | #NAME? | #NAME? | #NAME? | #NAME? | #NAME? | #NAME? | #NAME? | #NAME? | #NAME? | #NAME? | #NAME? | #NAME? | #NAME? | #NAME? | #NAME? | #NAME? | #NAME? | #NAME? | #NAME? | #NAME? | #NAME? | #NAME? | #NAME? | #NAME? | #NAME? | #NAME? | #NAME? | #NAME? | #NAME? | #NAME? | #NAME? | #NAME? | #NAME? | #NAME? | #NAME? | #NAME? | #NAME? | #NAME? | #NAME? | #NAME? | #NAME? | #NAME? | #NAME? | #NAME? | #NAME? | #NAME? | #NAME? | #NAME? | #NAME? | #NAME? | #NAME? | #NAME? | #NAME? | #NAME? | #NAME? | #NAME? | #NAME? | #NAME? | #NAME? | #NAME? | #NAME? | #NAME? | #NAME? | #NAME? | #NAME? | #NAME? | #NAME? | #NAME? | #NAME? | #NAME? | #NAME? | #NAME? | #NAME? | #NAME? | #NAME? | #NAME? | #NAME? | #NAME?
( - ) PIS - Crédito | 0 | 0 | 0 | 0 | 0 | 0 | 0 | 0 | 0 | 0 | 0 | 0 | 0 | 0 | 0 | 0 | 0 | 0 | 0 | 0 | 0 | 0 | 0 | 0 | 0 | 0 | 0 | 0 | 0 | 0 | 0 | 0 | 0 | 0 | 0 | 0 | 0 | 0 | 0 | 0 | 0 | 0 | 0 | 0 | 0 | 0 | 0 | 0 | 0 | 0 | 0 | 0 | 0 | 0 | 0 | 0 | 0 | 0 | 0 | 0 | 0 | 0 | 0 | 0 | 0 | 0 | 0 | 0 | 0 | 0 | 0 | 0 | 0 | 0 | 0 | 0 | 0 | 0 | 0 | 0 | 0 | 0 | 0 | 0 | 0 | 0 | 0 | 0 | 0 | 0 | 0 | 0 | 0 | 0 | 0 | 0 | 0 | 0 | 0 | 0 | 0 | 0 | 0 | 0 | 0 | 0 | 0 | 0 | 0 | 0 | 0 | 0 | 0 | 0 | 0 | 0 | 0 | 0 | 0 | 0 | 0 | 0 | 0 | 0 | 0 | 0 | 0 | 0 | 0 | 0 | 0 | 0 | 0 | 0 | 0 | 0 | 0 | 0 | 0 | 0 | 0 | 0 | 0 | 0 | 0 | 0 | 0 | 0 | 0 | 0 | 0 | 0 | 0 | 0 | 0 | 0 | 0 | 0 | 0 | 0 | 0 | 0 | 0 | 0 | 0 | 0 | 0 | 0 | 0 | 0 | 0 | 0 | 0 | 0 | 0 | 0 | 0 | 0 | 0 | 0 | 0 | 0 | 0 | 0 | 0 | 0 | 0 | 0 | 0 | 0 | 0 | 0 | 0 | 0 | 0 | 0 | 0 | 0 | 0 | 0 | 0 | 0 | 0 | 0 | 0 | 0 | 0 | 0 | 0 | 0 | 0 | 0 | 0 | 0 | 0 | 0
( - ) COFINS - Crédito | 0 | 0 | 0 | 0 | 0 | 0 | 0 | 0 | 0 | 0 | 0 | 0 | 0 | 0 | 0 | 0 | 0 | 0 | 0 | 0 | 0 | 0 | 0 | 0 | 0 | 0 | 0 | 0 | 0 | 0 | 0 | 0 | 0 | 0 | 0 | 0 | 0 | 0 | 0 | 0 | 0 | 0 | 0 | 0 | 0 | 0 | 0 | 0 | 0 | 0 | 0 | 0 | 0 | 0 | 0 | 0 | 0 | 0 | 0 | 0 | 0 | 0 | 0 | 0 | 0 | 0 | 0 | 0 | 0 | 0 | 0 | 0 | 0 | 0 | 0 | 0 | 0 | 0 | 0 | 0 | 0 | 0 | 0 | 0 | 0 | 0 | 0 | 0 | 0 | 0 | 0 | 0 | 0 | 0 | 0 | 0 | 0 | 0 | 0 | 0 | 0 | 0 | 0 | 0 | 0 | 0 | 0 | 0 | 0 | 0 | 0 | 0 | 0 | 0 | 0 | 0 | 0 | 0 | 0 | 0 | 0 | 0 | 0 | 0 | 0 | 0 | 0 | 0 | 0 | 0 | 0 | 0 | 0 | 0 | 0 | 0 | 0 | 0 | 0 | 0 | 0 | 0 | 0 | 0 | 0 | 0 | 0 | 0 | 0 | 0 | 0 | 0 | 0 | 0 | 0 | 0 | 0 | 0 | 0 | 0 | 0 | 0 | 0 | 0 | 0 | 0 | 0 | 0 | 0 | 0 | 0 | 0 | 0 | 0 | 0 | 0 | 0 | 0 | 0 | 0 | 0 | 0 | 0 | 0 | 0 | 0 | 0 | 0 | 0 | 0 | 0 | 0 | 0 | 0 | 0 | 0 | 0 | 0 | 0 | 0 | 0 | 0 | 0 | 0 | 0 | 0 | 0 | 0 | 0 | 0 | 0 | 0 | 0 | 0 | 0 | 0
(3) RECEITA LÍQUIDA (1 - 2) | 0 | 0 | 0 | 0 | 0 | 0 | 0 | 0 | 0 | 0 | 0 | 0 | 0 | 0 | 0 | 0 | 0 | 0 | 0 | #NAME? | #NAME? | #NAME? | #NAME? | #NAME? | #NAME? | #NAME? | #NAME? | #NAME? | #NAME? | #NAME? | #NAME? | #NAME? | #NAME? | #NAME? | #NAME? | #NAME? | #NAME? | #NAME? | #NAME? | #NAME? | #NAME? | #NAME? | #NAME? | #NAME? | #NAME? | #NAME? | #NAME? | #NAME? | #NAME? | #NAME? | #NAME? | #NAME? | #NAME? | #NAME? | #NAME? | #NAME? | #NAME? | #NAME? | #NAME? | #NAME? | #NAME? | #NAME? | #NAME? | #NAME? | #NAME? | #NAME? | #NAME? | #NAME? | #NAME? | #NAME? | #NAME? | #NAME? | #NAME? | #NAME? | #NAME? | #NAME? | #NAME? | #NAME? | #NAME? | #NAME? | #NAME? | #NAME? | #NAME? | #NAME? | #NAME? | #NAME? | #NAME? | #NAME? | #NAME? | #NAME? | #NAME? | #NAME? | #NAME? | #NAME? | #NAME? | #NAME? | #NAME? | #NAME? | #NAME? | #NAME? | #NAME? | #NAME? | #NAME? | #NAME? | #NAME? | #NAME? | #NAME? | #NAME? | #NAME? | #NAME? | #NAME? | #NAME? | #NAME? | #NAME? | #NAME? | #NAME? | #NAME? | #NAME? | #NAME? | #NAME? | #NAME? | #NAME? | #NAME? | #NAME? | #NAME? | #NAME? | #NAME? | #NAME? | #NAME? | #NAME? | #NAME? | #NAME? | #NAME? | #NAME? | #NAME? | #NAME? | #NAME? | #NAME? | #NAME? | #NAME? | #NAME? | #NAME? | #NAME? | #NAME? | #NAME? | #NAME? | #NAME? | #NAME? | #NAME? | #NAME? | #NAME? | #NAME? | #NAME? | #NAME? | #NAME? | #NAME? | #NAME? | #NAME? | #NAME? | #NAME? | #NAME? | #NAME? | #NAME? | #NAME? | #NAME? | #NAME? | #NAME? | #NAME? | #NAME? | #NAME? | #NAME? | #NAME? | #NAME? | #NAME? | #NAME? | #NAME? | #NAME? | #NAME? | #NAME? | #NAME? | #NAME? | #NAME? | #NAME? | #NAME? | #NAME? | #NAME? | #NAME? | #NAME? | #NAME? | #NAME? | #NAME? | #NAME? | #NAME? | #NAME? | #NAME? | #NAME? | #NAME? | #NAME? | #NAME? | #NAME? | #NAME? | #NAME? | #NAME? | #NAME? | #NAME? | #NAME? | #NAME? | #NAME? | #NAME? | #NAME? | #NAME? | #NAME? | #NAME? | #NAME? | #NAME? | #NAME?
(4) OPEX | 0 | 0 | 0 | 0 | 0 | 0 | 0 | 0 | 0 | 0 | 0 | 0 | 0 | 0 | 0 | 0 | 0 | 0 | 0 | 0 | 0 | 0 | 0 | 0 | 0 | 0 | 0 | 0 | 0 | 0 | 0 | 0 | 0 | 0 | 0 | 0 | 0 | 0 | 0 | 0 | 0 | 0 | 0 | 0 | 0 | 0 | 0 | 0 | 0 | 0 | 0 | 0 | 0 | 0 | 0 | 0 | 0 | 0 | 0 | 0 | 0 | 0 | 0 | 0 | 0 | 0 | 0 | 0 | 0 | 0 | 0 | 0 | 0 | 0 | 0 | 0 | 0 | 0 | 0 | 0 | 0 | 0 | 0 | 0 | 0 | 0 | 0 | 0 | 0 | 0 | 0 | 0 | 0 | 0 | 0 | 0 | 0 | 0 | 0 | 0 | 0 | 0 | 0 | 0 | 0 | 0 | 0 | 0 | 0 | 0 | 0 | 0 | 0 | 0 | 0 | 0 | 0 | 0 | 0 | 0 | 0 | 0 | 0 | 0 | 0 | 0 | 0 | 0 | 0 | 0 | 0 | 0 | 0 | 0 | 0 | 0 | 0 | 0 | 0 | 0 | 0 | 0 | 0 | 0 | 0 | 0 | 0 | 0 | 0 | 0 | 0 | 0 | 0 | 0 | 0 | 0 | 0 | 0 | 0 | 0 | 0 | 0 | 0 | 0 | 0 | 0 | 0 | 0 | 0 | 0 | 0 | 0 | 0 | 0 | 0 | 0 | 0 | 0 | 0 | 0 | 0 | 0 | 0 | 0 | 0 | 0 | 0 | 0 | 0 | 0 | 0 | 0 | 0 | 0 | 0 | 0 | 0 | 0 | 0 | 0 | 0 | 0 | 0 | 0 | 0 | 0 | 0 | 0 | 0 | 0 | 0 | 0 | 0 | 0 | 0 | 0
(+) Atendimento de Chamado (Material) | 0 | 0 | 0 | 0 | 0 | 0 | 0 | 0 | 0 | 0 | 0 | 0 | 0 | 0 | 0 | 0 | 0 | 0 | 0 | 0 | 0 | 0 | 0 | 0 | 0 | 0 | 0 | 0 | 0 | 0 | 0 | 0 | 0 | 0 | 0 | 0 | 0 | 0 | 0 | 0 | 0 | 0 | 0 | 0 | 0 | 0 | 0 | 0 | 0 | 0 | 0 | 0 | 0 | 0 | 0 | 0 | 0 | 0 | 0 | 0 | 0 | 0 | 0 | 0 | 0 | 0 | 0 | 0 | 0 | 0 | 0 | 0 | 0 | 0 | 0 | 0 | 0 | 0 | 0 | 0 | 0 | 0 | 0 | 0 | 0 | 0 | 0 | 0 | 0 | 0 | 0 | 0 | 0 | 0 | 0 | 0 | 0 | 0 | 0 | 0 | 0 | 0 | 0 | 0 | 0 | 0 | 0 | 0 | 0 | 0 | 0 | 0 | 0 | 0 | 0 | 0 | 0 | 0 | 0 | 0 | 0 | 0 | 0 | 0 | 0 | 0 | 0 | 0 | 0 | 0 | 0 | 0 | 0 | 0 | 0 | 0 | 0 | 0 | 0 | 0 | 0 | 0 | 0 | 0 | 0 | 0 | 0 | 0 | 0 | 0 | 0 | 0 | 0 | 0 | 0 | 0 | 0 | 0 | 0 | 0 | 0 | 0 | 0 | 0 | 0 | 0 | 0 | 0 | 0 | 0 | 0 | 0 | 0 | 0 | 0 | 0 | 0 | 0 | 0 | 0 | 0 | 0 | 0 | 0 | 0 | 0 | 0 | 0 | 0 | 0 | 0 | 0 | 0 | 0 | 0 | 0 | 0 | 0 | 0 | 0 | 0 | 0 | 0 | 0 | 0 | 0 | 0 | 0 | 0 | 0 | 0 | 0 | 0 | 0 | 0 | 0
(+) Atendimento de Chamado (MO) | 0 | 0 | 0 | 0 | 0 | 0 | 0 | 0 | 0 | 0 | 0 | 0 | 0 | 0 | 0 | 0 | 0 | 0 | 0 | 0 | 0 | 0 | 0 | 0 | 0 | 0 | 0 | 0 | 0 | 0 | 0 | 0 | 0 | 0 | 0 | 0 | 0 | 0 | 0 | 0 | 0 | 0 | 0 | 0 | 0 | 0 | 0 | 0 | 0 | 0 | 0 | 0 | 0 | 0 | 0 | 0 | 0 | 0 | 0 | 0 | 0 | 0 | 0 | 0 | 0 | 0 | 0 | 0 | 0 | 0 | 0 | 0 | 0 | 0 | 0 | 0 | 0 | 0 | 0 | 0 | 0 | 0 | 0 | 0 | 0 | 0 | 0 | 0 | 0 | 0 | 0 | 0 | 0 | 0 | 0 | 0 | 0 | 0 | 0 | 0 | 0 | 0 | 0 | 0 | 0 | 0 | 0 | 0 | 0 | 0 | 0 | 0 | 0 | 0 | 0 | 0 | 0 | 0 | 0 | 0 | 0 | 0 | 0 | 0 | 0 | 0 | 0 | 0 | 0 | 0 | 0 | 0 | 0 | 0 | 0 | 0 | 0 | 0 | 0 | 0 | 0 | 0 | 0 | 0 | 0 | 0 | 0 | 0 | 0 | 0 | 0 | 0 | 0 | 0 | 0 | 0 | 0 | 0 | 0 | 0 | 0 | 0 | 0 | 0 | 0 | 0 | 0 | 0 | 0 | 0 | 0 | 0 | 0 | 0 | 0 | 0 | 0 | 0 | 0 | 0 | 0 | 0 | 0 | 0 | 0 | 0 | 0 | 0 | 0 | 0 | 0 | 0 | 0 | 0 | 0 | 0 | 0 | 0 | 0 | 0 | 0 | 0 | 0 | 0 | 0 | 0 | 0 | 0 | 0 | 0 | 0 | 0 | 0 | 0 | 0 | 0
(+) Equipe de Ronda | 0 | 0 | 0 | 0 | 0 | 0 | 0 | 0 | 0 | 0 | 0 | 0 | 0 | 0 | 0 | 0 | 0 | 0 | 0 | 0 | 0 | 0 | 0 | 0 | 0 | 0 | 0 | 0 | 0 | 0 | 0 | 0 | 0 | 0 | 0 | 0 | 0 | 0 | 0 | 0 | 0 | 0 | 0 | 0 | 0 | 0 | 0 | 0 | 0 | 0 | 0 | 0 | 0 | 0 | 0 | 0 | 0 | 0 | 0 | 0 | 0 | 0 | 0 | 0 | 0 | 0 | 0 | 0 | 0 | 0 | 0 | 0 | 0 | 0 | 0 | 0 | 0 | 0 | 0 | 0 | 0 | 0 | 0 | 0 | 0 | 0 | 0 | 0 | 0 | 0 | 0 | 0 | 0 | 0 | 0 | 0 | 0 | 0 | 0 | 0 | 0 | 0 | 0 | 0 | 0 | 0 | 0 | 0 | 0 | 0 | 0 | 0 | 0 | 0 | 0 | 0 | 0 | 0 | 0 | 0 | 0 | 0 | 0 | 0 | 0 | 0 | 0 | 0 | 0 | 0 | 0 | 0 | 0 | 0 | 0 | 0 | 0 | 0 | 0 | 0 | 0 | 0 | 0 | 0 | 0 | 0 | 0 | 0 | 0 | 0 | 0 | 0 | 0 | 0 | 0 | 0 | 0 | 0 | 0 | 0 | 0 | 0 | 0 | 0 | 0 | 0 | 0 | 0 | 0 | 0 | 0 | 0 | 0 | 0 | 0 | 0 | 0 | 0 | 0 | 0 | 0 | 0 | 0 | 0 | 0 | 0 | 0 | 0 | 0 | 0 | 0 | 0 | 0 | 0 | 0 | 0 | 0 | 0 | 0 | 0 | 0 | 0 | 0 | 0 | 0 | 0 | 0 | 0 | 0 | 0 | 0 | 0 | 0 | 0 | 0 | 0
(+) Poda de Árvore | 0 | 0 | 0 | 0 | 0 | 0 | 0 | 0 | 0 | 0 | 0 | 0 | 0 | 0 | 0 | 0 | 0 | 0 | 0 | 0 | 0 | 0 | 0 | 0 | 0 | 0 | 0 | 0 | 0 | 0 | 0 | 0 | 0 | 0 | 0 | 0 | 0 | 0 | 0 | 0 | 0 | 0 | 0 | 0 | 0 | 0 | 0 | 0 | 0 | 0 | 0 | 0 | 0 | 0 | 0 | 0 | 0 | 0 | 0 | 0 | 0 | 0 | 0 | 0 | 0 | 0 | 0 | 0 | 0 | 0 | 0 | 0 | 0 | 0 | 0 | 0 | 0 | 0 | 0 | 0 | 0 | 0 | 0 | 0 | 0 | 0 | 0 | 0 | 0 | 0 | 0 | 0 | 0 | 0 | 0 | 0 | 0 | 0 | 0 | 0 | 0 | 0 | 0 | 0 | 0 | 0 | 0 | 0 | 0 | 0 | 0 | 0 | 0 | 0 | 0 | 0 | 0 | 0 | 0 | 0 | 0 | 0 | 0 | 0 | 0 | 0 | 0 | 0 | 0 | 0 | 0 | 0 | 0 | 0 | 0 | 0 | 0 | 0 | 0 | 0 | 0 | 0 | 0 | 0 | 0 | 0 | 0 | 0 | 0 | 0 | 0 | 0 | 0 | 0 | 0 | 0 | 0 | 0 | 0 | 0 | 0 | 0 | 0 | 0 | 0 | 0 | 0 | 0 | 0 | 0 | 0 | 0 | 0 | 0 | 0 | 0 | 0 | 0 | 0 | 0 | 0 | 0 | 0 | 0 | 0 | 0 | 0 | 0 | 0 | 0 | 0 | 0 | 0 | 0 | 0 | 0 | 0 | 0 | 0 | 0 | 0 | 0 | 0 | 0 | 0 | 0 | 0 | 0 | 0 | 0 | 0 | 0 | 0 | 0 | 0 | 0
(+) Telegestão, Gestão Integrada e Call Center | 0 | 0 | 0 | 0 | 0 | 0 | 0 | 0 | 0 | 0 | 0 | 0 | 0 | 0 | 0 | 0 | 0 | 0 | 0 | 0 | 0 | 0 | 0 | 0 | 0 | 0 | 0 | 0 | 0 | 0 | 0 | 0 | 0 | 0 | 0 | 0 | 0 | 0 | 0 | 0 | 0 | 0 | 0 | 0 | 0 | 0 | 0 | 0 | 0 | 0 | 0 | 0 | 0 | 0 | 0 | 0 | 0 | 0 | 0 | 0 | 0 | 0 | 0 | 0 | 0 | 0 | 0 | 0 | 0 | 0 | 0 | 0 | 0 | 0 | 0 | 0 | 0 | 0 | 0 | 0 | 0 | 0 | 0 | 0 | 0 | 0 | 0 | 0 | 0 | 0 | 0 | 0 | 0 | 0 | 0 | 0 | 0 | 0 | 0 | 0 | 0 | 0 | 0 | 0 | 0 | 0 | 0 | 0 | 0 | 0 | 0 | 0 | 0 | 0 | 0 | 0 | 0 | 0 | 0 | 0 | 0 | 0 | 0 | 0 | 0 | 0 | 0 | 0 | 0 | 0 | 0 | 0 | 0 | 0 | 0 | 0 | 0 | 0 | 0 | 0 | 0 | 0 | 0 | 0 | 0 | 0 | 0 | 0 | 0 | 0 | 0 | 0 | 0 | 0 | 0 | 0 | 0 | 0 | 0 | 0 | 0 | 0 | 0 | 0 | 0 | 0 | 0 | 0 | 0 | 0 | 0 | 0 | 0 | 0 | 0 | 0 | 0 | 0 | 0 | 0 | 0 | 0 | 0 | 0 | 0 | 0 | 0 | 0 | 0 | 0 | 0 | 0 | 0 | 0 | 0 | 0 | 0 | 0 | 0 | 0 | 0 | 0 | 0 | 0 | 0 | 0 | 0 | 0 | 0 | 0 | 0 | 0 | 0 | 0 | 0 | 0
(+) Equipe Não-Operacional | 0 | 0 | 0 | 0 | 0 | 0 | 0 | 0 | 0 | 0 | 0 | 0 | 0 | 0 | 0 | 0 | 0 | 0 | 0 | 0 | 0 | 0 | 0 | 0 | 0 | 0 | 0 | 0 | 0 | 0 | 0 | 0 | 0 | 0 | 0 | 0 | 0 | 0 | 0 | 0 | 0 | 0 | 0 | 0 | 0 | 0 | 0 | 0 | 0 | 0 | 0 | 0 | 0 | 0 | 0 | 0 | 0 | 0 | 0 | 0 | 0 | 0 | 0 | 0 | 0 | 0 | 0 | 0 | 0 | 0 | 0 | 0 | 0 | 0 | 0 | 0 | 0 | 0 | 0 | 0 | 0 | 0 | 0 | 0 | 0 | 0 | 0 | 0 | 0 | 0 | 0 | 0 | 0 | 0 | 0 | 0 | 0 | 0 | 0 | 0 | 0 | 0 | 0 | 0 | 0 | 0 | 0 | 0 | 0 | 0 | 0 | 0 | 0 | 0 | 0 | 0 | 0 | 0 | 0 | 0 | 0 | 0 | 0 | 0 | 0 | 0 | 0 | 0 | 0 | 0 | 0 | 0 | 0 | 0 | 0 | 0 | 0 | 0 | 0 | 0 | 0 | 0 | 0 | 0 | 0 | 0 | 0 | 0 | 0 | 0 | 0 | 0 | 0 | 0 | 0 | 0 | 0 | 0 | 0 | 0 | 0 | 0 | 0 | 0 | 0 | 0 | 0 | 0 | 0 | 0 | 0 | 0 | 0 | 0 | 0 | 0 | 0 | 0 | 0 | 0 | 0 | 0 | 0 | 0 | 0 | 0 | 0 | 0 | 0 | 0 | 0 | 0 | 0 | 0 | 0 | 0 | 0 | 0 | 0 | 0 | 0 | 0 | 0 | 0 | 0 | 0 | 0 | 0 | 0 | 0 | 0 | 0 | 0 | 0 | 0 | 0
(+) Despesas Gerais e Administrativas | 0 | 0 | 0 | 0 | 0 | 0 | 0 | 0 | 0 | 0 | 0 | 0 | 0 | 0 | 0 | 0 | 0 | 0 | 0 | 0 | 0 | 0 | 0 | 0 | 0 | 0 | 0 | 0 | 0 | 0 | 0 | 0 | 0 | 0 | 0 | 0 | 0 | 0 | 0 | 0 | 0 | 0 | 0 | 0 | 0 | 0 | 0 | 0 | 0 | 0 | 0 | 0 | 0 | 0 | 0 | 0 | 0 | 0 | 0 | 0 | 0 | 0 | 0 | 0 | 0 | 0 | 0 | 0 | 0 | 0 | 0 | 0 | 0 | 0 | 0 | 0 | 0 | 0 | 0 | 0 | 0 | 0 | 0 | 0 | 0 | 0 | 0 | 0 | 0 | 0 | 0 | 0 | 0 | 0 | 0 | 0 | 0 | 0 | 0 | 0 | 0 | 0 | 0 | 0 | 0 | 0 | 0 | 0 | 0 | 0 | 0 | 0 | 0 | 0 | 0 | 0 | 0 | 0 | 0 | 0 | 0 | 0 | 0 | 0 | 0 | 0 | 0 | 0 | 0 | 0 | 0 | 0 | 0 | 0 | 0 | 0 | 0 | 0 | 0 | 0 | 0 | 0 | 0 | 0 | 0 | 0 | 0 | 0 | 0 | 0 | 0 | 0 | 0 | 0 | 0 | 0 | 0 | 0 | 0 | 0 | 0 | 0 | 0 | 0 | 0 | 0 | 0 | 0 | 0 | 0 | 0 | 0 | 0 | 0 | 0 | 0 | 0 | 0 | 0 | 0 | 0 | 0 | 0 | 0 | 0 | 0 | 0 | 0 | 0 | 0 | 0 | 0 | 0 | 0 | 0 | 0 | 0 | 0 | 0 | 0 | 0 | 0 | 0 | 0 | 0 | 0 | 0 | 0 | 0 | 0 | 0 | 0 | 0 | 0 | 0 | 0
(+) Seguros e Garantias | 0 | 0 | 0 | 0 | 0 | 0 | 0 | 0 | 0 | 0 | 0 | 0 | 0 | 0 | 0 | 0 | 0 | 0 | 0 | 0 | 0 | 0 | 0 | 0 | 0 | 0 | 0 | 0 | 0 | 0 | 0 | 0 | 0 | 0 | 0 | 0 | 0 | 0 | 0 | 0 | 0 | 0 | 0 | 0 | 0 | 0 | 0 | 0 | 0 | 0 | 0 | 0 | 0 | 0 | 0 | 0 | 0 | 0 | 0 | 0 | 0 | 0 | 0 | 0 | 0 | 0 | 0 | 0 | 0 | 0 | 0 | 0 | 0 | 0 | 0 | 0 | 0 | 0 | 0 | 0 | 0 | 0 | 0 | 0 | 0 | 0 | 0 | 0 | 0 | 0 | 0 | 0 | 0 | 0 | 0 | 0 | 0 | 0 | 0 | 0 | 0 | 0 | 0 | 0 | 0 | 0 | 0 | 0 | 0 | 0 | 0 | 0 | 0 | 0 | 0 | 0 | 0 | 0 | 0 | 0 | 0 | 0 | 0 | 0 | 0 | 0 | 0 | 0 | 0 | 0 | 0 | 0 | 0 | 0 | 0 | 0 | 0 | 0 | 0 | 0 | 0 | 0 | 0 | 0 | 0 | 0 | 0 | 0 | 0 | 0 | 0 | 0 | 0 | 0 | 0 | 0 | 0 | 0 | 0 | 0 | 0 | 0 | 0 | 0 | 0 | 0 | 0 | 0 | 0 | 0 | 0 | 0 | 0 | 0 | 0 | 0 | 0 | 0 | 0 | 0 | 0 | 0 | 0 | 0 | 0 | 0 | 0 | 0 | 0 | 0 | 0 | 0 | 0 | 0 | 0 | 0 | 0 | 0 | 0 | 0 | 0 | 0 | 0 | 0 | 0 | 0 | 0 | 0 | 0 | 0 | 0 | 0 | 0 | 0 | 0 | 0
(+) Verificador Independente | 0 | 0 | 0 | 0 | 0 | 0 | 0 | 0 | 0 | 0 | 0 | 0 | 0 | 0 | 0 | 0 | 0 | 0 | 0 | 0 | 0 | 0 | 0 | 0 | 0 | 0 | 0 | 0 | 0 | 0 | 0 | 0 | 0 | 0 | 0 | 0 | 0 | 0 | 0 | 0 | 0 | 0 | 0 | 0 | 0 | 0 | 0 | 0 | 0 | 0 | 0 | 0 | 0 | 0 | 0 | 0 | 0 | 0 | 0 | 0 | 0 | 0 | 0 | 0 | 0 | 0 | 0 | 0 | 0 | 0 | 0 | 0 | 0 | 0 | 0 | 0 | 0 | 0 | 0 | 0 | 0 | 0 | 0 | 0 | 0 | 0 | 0 | 0 | 0 | 0 | 0 | 0 | 0 | 0 | 0 | 0 | 0 | 0 | 0 | 0 | 0 | 0 | 0 | 0 | 0 | 0 | 0 | 0 | 0 | 0 | 0 | 0 | 0 | 0 | 0 | 0 | 0 | 0 | 0 | 0 | 0 | 0 | 0 | 0 | 0 | 0 | 0 | 0 | 0 | 0 | 0 | 0 | 0 | 0 | 0 | 0 | 0 | 0 | 0 | 0 | 0 | 0 | 0 | 0 | 0 | 0 | 0 | 0 | 0 | 0 | 0 | 0 | 0 | 0 | 0 | 0 | 0 | 0 | 0 | 0 | 0 | 0 | 0 | 0 | 0 | 0 | 0 | 0 | 0 | 0 | 0 | 0 | 0 | 0 | 0 | 0 | 0 | 0 | 0 | 0 | 0 | 0 | 0 | 0 | 0 | 0 | 0 | 0 | 0 | 0 | 0 | 0 | 0 | 0 | 0 | 0 | 0 | 0 | 0 | 0 | 0 | 0 | 0 | 0 | 0 | 0 | 0 | 0 | 0 | 0 | 0 | 0 | 0 | 0 | 0 | 0
(5) EBITDA (3-4) | 0 | 0 | 0 | 0 | 0 | 0 | 0 | 0 | 0 | 0 | 0 | 0 | 0 | 0 | 0 | 0 | 0 | 0 | 0 | #NAME? | #NAME? | #NAME? | #NAME? | #NAME? | #NAME? | #NAME? | #NAME? | #NAME? | #NAME? | #NAME? | #NAME? | #NAME? | #NAME? | #NAME? | #NAME? | #NAME? | #NAME? | #NAME? | #NAME? | #NAME? | #NAME? | #NAME? | #NAME? | #NAME? | #NAME? | #NAME? | #NAME? | #NAME? | #NAME? | #NAME? | #NAME? | #NAME? | #NAME? | #NAME? | #NAME? | #NAME? | #NAME? | #NAME? | #NAME? | #NAME? | #NAME? | #NAME? | #NAME? | #NAME? | #NAME? | #NAME? | #NAME? | #NAME? | #NAME? | #NAME? | #NAME? | #NAME? | #NAME? | #NAME? | #NAME? | #NAME? | #NAME? | #NAME? | #NAME? | #NAME? | #NAME? | #NAME? | #NAME? | #NAME? | #NAME? | #NAME? | #NAME? | #NAME? | #NAME? | #NAME? | #NAME? | #NAME? | #NAME? | #NAME? | #NAME? | #NAME? | #NAME? | #NAME? | #NAME? | #NAME? | #NAME? | #NAME? | #NAME? | #NAME? | #NAME? | #NAME? | #NAME? | #NAME? | #NAME? | #NAME? | #NAME? | #NAME? | #NAME? | #NAME? | #NAME? | #NAME? | #NAME? | #NAME? | #NAME? | #NAME? | #NAME? | #NAME? | #NAME? | #NAME? | #NAME? | #NAME? | #NAME? | #NAME? | #NAME? | #NAME? | #NAME? | #NAME? | #NAME? | #NAME? | #NAME? | #NAME? | #NAME? | #NAME? | #NAME? | #NAME? | #NAME? | #NAME? | #NAME? | #NAME? | #NAME? | #NAME? | #NAME? | #NAME? | #NAME? | #NAME? | #NAME? | #NAME? | #NAME? | #NAME? | #NAME? | #NAME? | #NAME? | #NAME? | #NAME? | #NAME? | #NAME? | #NAME? | #NAME? | #NAME? | #NAME? | #NAME? | #NAME? | #NAME? | #NAME? | #NAME? | #NAME? | #NAME? | #NAME? | #NAME? | #NAME? | #NAME? | #NAME? | #NAME? | #NAME? | #NAME? | #NAME? | #NAME? | #NAME? | #NAME? | #NAME? | #NAME? | #NAME? | #NAME? | #NAME? | #NAME? | #NAME? | #NAME? | #NAME? | #NAME? | #NAME? | #NAME? | #NAME? | #NAME? | #NAME? | #NAME? | #NAME? | #NAME? | #NAME? | #NAME? | #NAME? | #NAME? | #NAME? | #NAME? | #NAME? | #NAME? | #NAME? | #NAME? | #NAME? | #NAME? | #NAME? | #NAME?
(6) DEPRECIAÇÃO | 0 | 0 | 0 | 0 | 0 | 0 | #NAME? | #NAME? | #NAME? | #NAME? | #NAME? | #NAME? | #NAME? | #NAME? | #NAME? | #NAME? | #NAME? | #NAME? | #NAME? | #NAME? | #NAME? | #NAME? | #NAME? | #NAME? | #NAME? | #NAME? | #NAME? | #NAME? | #NAME? | #NAME? | #NAME? | #NAME? | #NAME? | #NAME? | #NAME? | #NAME? | #NAME? | #NAME? | #NAME? | #NAME? | #NAME? | #NAME? | #NAME? | #NAME? | #NAME? | #NAME? | #NAME? | #NAME? | #NAME? | #NAME? | #NAME? | #NAME? | #NAME? | #NAME? | #NAME? | #NAME? | #NAME? | #NAME? | #NAME? | #NAME? | #NAME? | #NAME? | #NAME? | #NAME? | #NAME? | #NAME? | #NAME? | #NAME? | #NAME? | #NAME? | #NAME? | #NAME? | #NAME? | #NAME? | #NAME? | #NAME? | #NAME? | #NAME? | #NAME? | #NAME? | #NAME? | #NAME? | #NAME? | #NAME? | #NAME? | #NAME? | #NAME? | #NAME? | #NAME? | #NAME? | #NAME? | #NAME? | #NAME? | #NAME? | #NAME? | #NAME? | #NAME? | #NAME? | #NAME? | #NAME? | #NAME? | #NAME? | #NAME? | #NAME? | #NAME? | #NAME? | #NAME? | #NAME? | #NAME? | #NAME? | #NAME? | #NAME? | #NAME? | #NAME? | #NAME? | #NAME? | #NAME? | #NAME? | #NAME? | #NAME? | #NAME? | #NAME? | #NAME? | #NAME? | #NAME? | #NAME? | #NAME? | #NAME? | #NAME? | #NAME? | #NAME? | #NAME? | #NAME? | #NAME? | #NAME? | #NAME? | #NAME? | #NAME? | #NAME? | #NAME? | #NAME? | #NAME? | #NAME? | #NAME? | #NAME? | #NAME? | #NAME? | #NAME? | #NAME? | #NAME? | #NAME? | #NAME? | #NAME? | #NAME? | #NAME? | #NAME? | #NAME? | #NAME? | #NAME? | #NAME? | #NAME? | #NAME? | #NAME? | #NAME? | #NAME? | #NAME? | #NAME? | #NAME? | #NAME? | #NAME? | #NAME? | #NAME? | #NAME? | #NAME? | #NAME? | #NAME? | #NAME? | #NAME? | #NAME? | #NAME? | #NAME? | #NAME? | #NAME? | #NAME? | #NAME? | #NAME? | #NAME? | #NAME? | #NAME? | #NAME? | #NAME? | #NAME? | #NAME? | #NAME? | #NAME? | #NAME? | #NAME? | #NAME? | #NAME? | #NAME? | #NAME? | #NAME? | #NAME? | #NAME? | #NAME? | #NAME? | #NAME? | #NAME? | #NAME? | #NAME? | #NAME? | #NAME? | #NAME? | #NAME? | #NAME? | #NAME?
(7) DESPESAS FINANCEIRAS | 0 | 0 | 0 | 0 | 0 | 0 | 0 | 0 | 0 | 0 | 0 | 0 | 0 | 0 | 0 | 0 | 0 | 0 | 0 | 0 | 0 | 0 | 0 | 0 | 0 | 0 | 0 | 0 | 0 | 0 | 0 | 0 | 0 | 0 | 0 | 0 | 0 | 0 | 0 | 0 | 0 | 0 | 0 | 0 | 0 | 0 | 0 | 0 | 0 | 0 | 0 | 0 | 0 | 0 | 0 | 0 | 0 | 0 | 0 | 0 | 0 | 0 | 0 | 0 | 0 | 0 | 0 | 0 | 0 | 0 | 0 | 0 | 0 | 0 | 0 | 0 | 0 | 0 | 0 | 0 | 0 | 0 | 0 | 0 | 0 | 0 | 0 | 0 | 0 | 0 | 0 | 0 | 0 | 0 | 0 | 0 | 0 | 0 | 0 | 0 | 0 | 0 | 0 | 0 | 0 | 0 | 0 | 0 | 0 | 0 | 0 | 0 | 0 | 0 | 0 | 0 | 0 | 0 | 0 | 0 | 0 | 0 | 0 | 0 | 0 | 0 | 0 | 0 | 0 | 0 | 0 | 0 | 0 | 0 | 0 | 0 | 0 | 0 | 0 | 0 | 0 | 0 | 0 | 0 | 0 | 0 | 0 | 0 | 0 | 0 | 0 | 0 | 0 | 0 | 0 | 0 | 0 | 0 | 0 | 0 | 0 | 0 | 0 | 0 | 0 | 0 | 0 | 0 | 0 | 0 | 0 | 0 | 0 | 0 | 0 | 0 | 0 | 0 | 0 | 0 | 0 | 0 | 0 | 0 | 0 | 0 | 0 | 0 | 0 | 0 | 0 | 0 | 0 | 0 | 0 | 0 | 0 | 0 | 0 | 0 | 0 | 0 | 0 | 0 | 0 | 0 | 0 | 0 | 0 | 0 | 0 | 0 | 0 | 0 | 0 | 0
(8) LUCRO ANTES DO IMPOSTO (5-6-7) | 0 | 0 | 0 | 0 | 0 | 0 | #NAME? | #NAME? | #NAME? | #NAME? | #NAME? | #NAME? | #NAME? | #NAME? | #NAME? | #NAME? | #NAME? | #NAME? | #NAME? | #NAME? | #NAME? | #NAME? | #NAME? | #NAME? | #NAME? | #NAME? | #NAME? | #NAME? | #NAME? | #NAME? | #NAME? | #NAME? | #NAME? | #NAME? | #NAME? | #NAME? | #NAME? | #NAME? | #NAME? | #NAME? | #NAME? | #NAME? | #NAME? | #NAME? | #NAME? | #NAME? | #NAME? | #NAME? | #NAME? | #NAME? | #NAME? | #NAME? | #NAME? | #NAME? | #NAME? | #NAME? | #NAME? | #NAME? | #NAME? | #NAME? | #NAME? | #NAME? | #NAME? | #NAME? | #NAME? | #NAME? | #NAME? | #NAME? | #NAME? | #NAME? | #NAME? | #NAME? | #NAME? | #NAME? | #NAME? | #NAME? | #NAME? | #NAME? | #NAME? | #NAME? | #NAME? | #NAME? | #NAME? | #NAME? | #NAME? | #NAME? | #NAME? | #NAME? | #NAME? | #NAME? | #NAME? | #NAME? | #NAME? | #NAME? | #NAME? | #NAME? | #NAME? | #NAME? | #NAME? | #NAME? | #NAME? | #NAME? | #NAME? | #NAME? | #NAME? | #NAME? | #NAME? | #NAME? | #NAME? | #NAME? | #NAME? | #NAME? | #NAME? | #NAME? | #NAME? | #NAME? | #NAME? | #NAME? | #NAME? | #NAME? | #NAME? | #NAME? | #NAME? | #NAME? | #NAME? | #NAME? | #NAME? | #NAME? | #NAME? | #NAME? | #NAME? | #NAME? | #NAME? | #NAME? | #NAME? | #NAME? | #NAME? | #NAME? | #NAME? | #NAME? | #NAME? | #NAME? | #NAME? | #NAME? | #NAME? | #NAME? | #NAME? | #NAME? | #NAME? | #NAME? | #NAME? | #NAME? | #NAME? | #NAME? | #NAME? | #NAME? | #NAME? | #NAME? | #NAME? | #NAME? | #NAME? | #NAME? | #NAME? | #NAME? | #NAME? | #NAME? | #NAME? | #NAME? | #NAME? | #NAME? | #NAME? | #NAME? | #NAME? | #NAME? | #NAME? | #NAME? | #NAME? | #NAME? | #NAME? | #NAME? | #NAME? | #NAME? | #NAME? | #NAME? | #NAME? | #NAME? | #NAME? | #NAME? | #NAME? | #NAME? | #NAME? | #NAME? | #NAME? | #NAME? | #NAME? | #NAME? | #NAME? | #NAME? | #NAME? | #NAME? | #NAME? | #NAME? | #NAME? | #NAME? | #NAME? | #NAME? | #NAME? | #NAME? | #NAME? | #NAME? | #NAME? | #NAME? | #NAME? | #NAME? | #NAME? | #NAME?
(9) IRPJ / CSLL | 0 | 0 | 0 | 0 | 0 | 0 | #NAME? | #NAME? | #NAME? | #NAME? | #NAME? | #NAME? | #NAME? | #NAME? | #NAME? | #NAME? | #NAME? | #NAME? | #NAME? | #NAME? | #NAME? | #NAME? | #NAME? | #NAME? | #NAME? | #NAME? | #NAME? | #NAME? | #NAME? | #NAME? | #NAME? | #NAME? | #NAME? | #NAME? | #NAME? | #NAME? | #NAME? | #NAME? | #NAME? | #NAME? | #NAME? | #NAME? | #NAME? | #NAME? | #NAME? | #NAME? | #NAME? | #NAME? | #NAME? | #NAME? | #NAME? | #NAME? | #NAME? | #NAME? | #NAME? | #NAME? | #NAME? | #NAME? | #NAME? | #NAME? | #NAME? | #NAME? | #NAME? | #NAME? | #NAME? | #NAME? | #NAME? | #NAME? | #NAME? | #NAME? | #NAME? | #NAME? | #NAME? | #NAME? | #NAME? | #NAME? | #NAME? | #NAME? | #NAME? | #NAME? | #NAME? | #NAME? | #NAME? | #NAME? | #NAME? | #NAME? | #NAME? | #NAME? | #NAME? | #NAME? | #NAME? | #NAME? | #NAME? | #NAME? | #NAME? | #NAME? | #NAME? | #NAME? | #NAME? | #NAME? | #NAME? | #NAME? | #NAME? | #NAME? | #NAME? | #NAME? | #NAME? | #NAME? | #NAME? | #NAME? | #NAME? | #NAME? | #NAME? | #NAME? | #NAME? | #NAME? | #NAME? | #NAME? | #NAME? | #NAME? | #NAME? | #NAME? | #NAME? | #NAME? | #NAME? | #NAME? | #NAME? | #NAME? | #NAME? | #NAME? | #NAME? | #NAME? | #NAME? | #NAME? | #NAME? | #NAME? | #NAME? | #NAME? | #NAME? | #NAME? | #NAME? | #NAME? | #NAME? | #NAME? | #NAME? | #NAME? | #NAME? | #NAME? | #NAME? | #NAME? | #NAME? | #NAME? | #NAME? | #NAME? | #NAME? | #NAME? | #NAME? | #NAME? | #NAME? | #NAME? | #NAME? | #NAME? | #NAME? | #NAME? | #NAME? | #NAME? | #NAME? | #NAME? | #NAME? | #NAME? | #NAME? | #NAME? | #NAME? | #NAME? | #NAME? | #NAME? | #NAME? | #NAME? | #NAME? | #NAME? | #NAME? | #NAME? | #NAME? | #NAME? | #NAME? | #NAME? | #NAME? | #NAME? | #NAME? | #NAME? | #NAME? | #NAME? | #NAME? | #NAME? | #NAME? | #NAME? | #NAME? | #NAME? | #NAME? | #NAME? | #NAME? | #NAME? | #NAME? | #NAME? | #NAME? | #NAME? | #NAME? | #NAME? | #NAME? | #NAME? | #NAME? | #NAME? | #NAME? | #NAME? | #NAME? | #NAME?
(REF) Base de Cálculo | 0 | 0 | 0 | 0 | 0 | 0 | #NAME? | #NAME? | #NAME? | #NAME? | #NAME? | #NAME? | #NAME? | #NAME? | #NAME? | #NAME? | #NAME? | #NAME? | #NAME? | #NAME? | #NAME? | #NAME? | #NAME? | #NAME? | #NAME? | #NAME? | #NAME? | #NAME? | #NAME? | #NAME? | #NAME? | #NAME? | #NAME? | #NAME? | #NAME? | #NAME? | #NAME? | #NAME? | #NAME? | #NAME? | #NAME? | #NAME? | #NAME? | #NAME? | #NAME? | #NAME? | #NAME? | #NAME? | #NAME? | #NAME? | #NAME? | #NAME? | #NAME? | #NAME? | #NAME? | #NAME? | #NAME? | #NAME? | #NAME? | #NAME? | #NAME? | #NAME? | #NAME? | #NAME? | #NAME? | #NAME? | #NAME? | #NAME? | #NAME? | #NAME? | #NAME? | #NAME? | #NAME? | #NAME? | #NAME? | #NAME? | #NAME? | #NAME? | #NAME? | #NAME? | #NAME? | #NAME? | #NAME? | #NAME? | #NAME? | #NAME? | #NAME? | #NAME? | #NAME? | #NAME? | #NAME? | #NAME? | #NAME? | #NAME? | #NAME? | #NAME? | #NAME? | #NAME? | #NAME? | #NAME? | #NAME? | #NAME? | #NAME? | #NAME? | #NAME? | #NAME? | #NAME? | #NAME? | #NAME? | #NAME? | #NAME? | #NAME? | #NAME? | #NAME? | #NAME? | #NAME? | #NAME? | #NAME? | #NAME? | #NAME? | #NAME? | #NAME? | #NAME? | #NAME? | #NAME? | #NAME? | #NAME? | #NAME? | #NAME? | #NAME? | #NAME? | #NAME? | #NAME? | #NAME? | #NAME? | #NAME? | #NAME? | #NAME? | #NAME? | #NAME? | #NAME? | #NAME? | #NAME? | #NAME? | #NAME? | #NAME? | #NAME? | #NAME? | #NAME? | #NAME? | #NAME? | #NAME? | #NAME? | #NAME? | #NAME? | #NAME? | #NAME? | #NAME? | #NAME? | #NAME? | #NAME? | #NAME? | #NAME? | #NAME? | #NAME? | #NAME? | #NAME? | #NAME? | #NAME? | #NAME? | #NAME? | #NAME? | #NAME? | #NAME? | #NAME? | #NAME? | #NAME? | #NAME? | #NAME? | #NAME? | #NAME? | #NAME? | #NAME? | #NAME? | #NAME? | #NAME? | #NAME? | #NAME? | #NAME? | #NAME? | #NAME? | #NAME? | #NAME? | #NAME? | #NAME? | #NAME? | #NAME? | #NAME? | #NAME? | #NAME? | #NAME? | #NAME? | #NAME? | #NAME? | #NAME? | #NAME? | #NAME? | #NAME? | #NAME? | #NAME? | #NAME? | #NAME? | #NAME? | #NAME? | #NAME? | #NAME?
(+) IRPJ | 0 | 0 | 0 | 0 | 0 | 0 | #NAME? | #NAME? | #NAME? | #NAME? | #NAME? | #NAME? | #NAME? | #NAME? | #NAME? | #NAME? | #NAME? | #NAME? | #NAME? | #NAME? | #NAME? | #NAME? | #NAME? | #NAME? | #NAME? | #NAME? | #NAME? | #NAME? | #NAME? | #NAME? | #NAME? | #NAME? | #NAME? | #NAME? | #NAME? | #NAME? | #NAME? | #NAME? | #NAME? | #NAME? | #NAME? | #NAME? | #NAME? | #NAME? | #NAME? | #NAME? | #NAME? | #NAME? | #NAME? | #NAME? | #NAME? | #NAME? | #NAME? | #NAME? | #NAME? | #NAME? | #NAME? | #NAME? | #NAME? | #NAME? | #NAME? | #NAME? | #NAME? | #NAME? | #NAME? | #NAME? | #NAME? | #NAME? | #NAME? | #NAME? | #NAME? | #NAME? | #NAME? | #NAME? | #NAME? | #NAME? | #NAME? | #NAME? | #NAME? | #NAME? | #NAME? | #NAME? | #NAME? | #NAME? | #NAME? | #NAME? | #NAME? | #NAME? | #NAME? | #NAME? | #NAME? | #NAME? | #NAME? | #NAME? | #NAME? | #NAME? | #NAME? | #NAME? | #NAME? | #NAME? | #NAME? | #NAME? | #NAME? | #NAME? | #NAME? | #NAME? | #NAME? | #NAME? | #NAME? | #NAME? | #NAME? | #NAME? | #NAME? | #NAME? | #NAME? | #NAME? | #NAME? | #NAME? | #NAME? | #NAME? | #NAME? | #NAME? | #NAME? | #NAME? | #NAME? | #NAME? | #NAME? | #NAME? | #NAME? | #NAME? | #NAME? | #NAME? | #NAME? | #NAME? | #NAME? | #NAME? | #NAME? | #NAME? | #NAME? | #NAME? | #NAME? | #NAME? | #NAME? | #NAME? | #NAME? | #NAME? | #NAME? | #NAME? | #NAME? | #NAME? | #NAME? | #NAME? | #NAME? | #NAME? | #NAME? | #NAME? | #NAME? | #NAME? | #NAME? | #NAME? | #NAME? | #NAME? | #NAME? | #NAME? | #NAME? | #NAME? | #NAME? | #NAME? | #NAME? | #NAME? | #NAME? | #NAME? | #NAME? | #NAME? | #NAME? | #NAME? | #NAME? | #NAME? | #NAME? | #NAME? | #NAME? | #NAME? | #NAME? | #NAME? | #NAME? | #NAME? | #NAME? | #NAME? | #NAME? | #NAME? | #NAME? | #NAME? | #NAME? | #NAME? | #NAME? | #NAME? | #NAME? | #NAME? | #NAME? | #NAME? | #NAME? | #NAME? | #NAME? | #NAME? | #NAME? | #NAME? | #NAME? | #NAME? | #NAME? | #NAME? | #NAME? | #NAME? | #NAME? | #NAME? | #NAME? | #NAME?
(+) CSLL | 0 | 0 | 0 | 0 | 0 | 0 | #NAME? | #NAME? | #NAME? | #NAME? | #NAME? | #NAME? | #NAME? | #NAME? | #NAME? | #NAME? | #NAME? | #NAME? | #NAME? | #NAME? | #NAME? | #NAME? | #NAME? | #NAME? | #NAME? | #NAME? | #NAME? | #NAME? | #NAME? | #NAME? | #NAME? | #NAME? | #NAME? | #NAME? | #NAME? | #NAME? | #NAME? | #NAME? | #NAME? | #NAME? | #NAME? | #NAME? | #NAME? | #NAME? | #NAME? | #NAME? | #NAME? | #NAME? | #NAME? | #NAME? | #NAME? | #NAME? | #NAME? | #NAME? | #NAME? | #NAME? | #NAME? | #NAME? | #NAME? | #NAME? | #NAME? | #NAME? | #NAME? | #NAME? | #NAME? | #NAME? | #NAME? | #NAME? | #NAME? | #NAME? | #NAME? | #NAME? | #NAME? | #NAME? | #NAME? | #NAME? | #NAME? | #NAME? | #NAME? | #NAME? | #NAME? | #NAME? | #NAME? | #NAME? | #NAME? | #NAME? | #NAME? | #NAME? | #NAME? | #NAME? | #NAME? | #NAME? | #NAME? | #NAME? | #NAME? | #NAME? | #NAME? | #NAME? | #NAME? | #NAME? | #NAME? | #NAME? | #NAME? | #NAME? | #NAME? | #NAME? | #NAME? | #NAME? | #NAME? | #NAME? | #NAME? | #NAME? | #NAME? | #NAME? | #NAME? | #NAME? | #NAME? | #NAME? | #NAME? | #NAME? | #NAME? | #NAME? | #NAME? | #NAME? | #NAME? | #NAME? | #NAME? | #NAME? | #NAME? | #NAME? | #NAME? | #NAME? | #NAME? | #NAME? | #NAME? | #NAME? | #NAME? | #NAME? | #NAME? | #NAME? | #NAME? | #NAME? | #NAME? | #NAME? | #NAME? | #NAME? | #NAME? | #NAME? | #NAME? | #NAME? | #NAME? | #NAME? | #NAME? | #NAME? | #NAME? | #NAME? | #NAME? | #NAME? | #NAME? | #NAME? | #NAME? | #NAME? | #NAME? | #NAME? | #NAME? | #NAME? | #NAME? | #NAME? | #NAME? | #NAME? | #NAME? | #NAME? | #NAME? | #NAME? | #NAME? | #NAME? | #NAME? | #NAME? | #NAME? | #NAME? | #NAME? | #NAME? | #NAME? | #NAME? | #NAME? | #NAME? | #NAME? | #NAME? | #NAME? | #NAME? | #NAME? | #NAME? | #NAME? | #NAME? | #NAME? | #NAME? | #NAME? | #NAME? | #NAME? | #NAME? | #NAME? | #NAME? | #NAME? | #NAME? | #NAME? | #NAME? | #NAME? | #NAME? | #NAME? | #NAME? | #NAME? | #NAME? | #NAME? | #NAME? | #NAME? | #NAME?
(10) LUCRO LÍQUIDO (8-9) | 0 | 0 | 0 | 0 | 0 | 0 | #NAME? | #NAME? | #NAME? | #NAME? | #NAME? | #NAME? | #NAME? | #NAME? | #NAME? | #NAME? | #NAME? | #NAME? | #NAME? | #NAME? | #NAME? | #NAME? | #NAME? | #NAME? | #NAME? | #NAME? | #NAME? | #NAME? | #NAME? | #NAME? | #NAME? | #NAME? | #NAME? | #NAME? | #NAME? | #NAME? | #NAME? | #NAME? | #NAME? | #NAME? | #NAME? | #NAME? | #NAME? | #NAME? | #NAME? | #NAME? | #NAME? | #NAME? | #NAME? | #NAME? | #NAME? | #NAME? | #NAME? | #NAME? | #NAME? | #NAME? | #NAME? | #NAME? | #NAME? | #NAME? | #NAME? | #NAME? | #NAME? | #NAME? | #NAME? | #NAME? | #NAME? | #NAME? | #NAME? | #NAME? | #NAME? | #NAME? | #NAME? | #NAME? | #NAME? | #NAME? | #NAME? | #NAME? | #NAME? | #NAME? | #NAME? | #NAME? | #NAME? | #NAME? | #NAME? | #NAME? | #NAME? | #NAME? | #NAME? | #NAME? | #NAME? | #NAME? | #NAME? | #NAME? | #NAME? | #NAME? | #NAME? | #NAME? | #NAME? | #NAME? | #NAME? | #NAME? | #NAME? | #NAME? | #NAME? | #NAME? | #NAME? | #NAME? | #NAME? | #NAME? | #NAME? | #NAME? | #NAME? | #NAME? | #NAME? | #NAME? | #NAME? | #NAME? | #NAME? | #NAME? | #NAME? | #NAME? | #NAME? | #NAME? | #NAME? | #NAME? | #NAME? | #NAME? | #NAME? | #NAME? | #NAME? | #NAME? | #NAME? | #NAME? | #NAME? | #NAME? | #NAME? | #NAME? | #NAME? | #NAME? | #NAME? | #NAME? | #NAME? | #NAME? | #NAME? | #NAME? | #NAME? | #NAME? | #NAME? | #NAME? | #NAME? | #NAME? | #NAME? | #NAME? | #NAME? | #NAME? | #NAME? | #NAME? | #NAME? | #NAME? | #NAME? | #NAME? | #NAME? | #NAME? | #NAME? | #NAME? | #NAME? | #NAME? | #NAME? | #NAME? | #NAME? | #NAME? | #NAME? | #NAME? | #NAME? | #NAME? | #NAME? | #NAME? | #NAME? | #NAME? | #NAME? | #NAME? | #NAME? | #NAME? | #NAME? | #NAME? | #NAME? | #NAME? | #NAME? | #NAME? | #NAME? | #NAME? | #NAME? | #NAME? | #NAME? | #NAME? | #NAME? | #NAME? | #NAME? | #NAME? | #NAME? | #NAME? | #NAME? | #NAME? | #NAME? | #NAME? | #NAME? | #NAME? | #NAME? | #NAME? | #NAME? | #NAME? | #NAME? | #NAME? | #NAME? | #NAME?
(11) CAPEX | 0 | 0 | 0 | 0 | 0 | 0 | #NAME? | #NAME? | #NAME? | #NAME? | #NAME? | #NAME? | #NAME? | #NAME? | #NAME? | #NAME? | #NAME? | #NAME? | 0 | 0 | 0 | 0 | 0 | 0 | 0 | 0 | 0 | 0 | 0 | 0 | 0 | 0 | 0 | 0 | 0 | 0 | 0 | 0 | 0 | 0 | 0 | 0 | 0 | 0 | 0 | 0 | 0 | 0 | 0 | 0 | 0 | 0 | 0 | 0 | 0 | 0 | 0 | 0 | 0 | 0 | 0 | 0 | 0 | 0 | 0 | 0 | 0 | 0 | 0 | 0 | 0 | 0 | 0 | 0 | 0 | 0 | 0 | 0 | 0 | 0 | 0 | 0 | 0 | 0 | 0 | 0 | 0 | 0 | 0 | 0 | 0 | 0 | 0 | 0 | 0 | 0 | 0 | 0 | 0 | 0 | 0 | 0 | 0 | 0 | 0 | 0 | 0 | 0 | 0 | 0 | 0 | 0 | 0 | 0 | 0 | 0 | 0 | 0 | 0 | 0 | 0 | 0 | 0 | 0 | 0 | 0 | 0 | 0 | 0 | 0 | 0 | 0 | 0 | 0 | 0 | 0 | 0 | 0 | 0 | 0 | 0 | 0 | 0 | 0 | 0 | 0 | 0 | 0 | 0 | 0 | 0 | 0 | 0 | 0 | 0 | 0 | 0 | 0 | 0 | 0 | 0 | 0 | 0 | 0 | 0 | 0 | 0 | 0 | 0 | 0 | 0 | 0 | 0 | 0 | 0 | 0 | 0 | 0 | 0 | 0 | 0 | 0 | 0 | 0 | 0 | 0 | 0 | 0 | 0 | 0 | 0 | 0 | 0 | 0 | 0 | 0 | 0 | 0 | 0 | 0 | 0 | 0 | 0 | 0 | 0 | 0 | 0 | 0 | 0 | 0 | 0 | 0 | 0 | 0 | 0 | 0
Fase 0 - Despesas Pré-operacionais | 0 | 0 | 0 | 0 | 0 | 0 | 0 | 0 | 0 | 0 | 0 | 0 | 0 | 0 | 0 | 0 | 0 | 0 | 0 | 0 | 0 | 0 | 0 | 0 | 0 | 0 | 0 | 0 | 0 | 0 | 0 | 0 | 0 | 0 | 0 | 0 | 0 | 0 | 0 | 0 | 0 | 0 | 0 | 0 | 0 | 0 | 0 | 0 | 0 | 0 | 0 | 0 | 0 | 0 | 0 | 0 | 0 | 0 | 0 | 0 | 0 | 0 | 0 | 0 | 0 | 0 | 0 | 0 | 0 | 0 | 0 | 0 | 0 | 0 | 0 | 0 | 0 | 0 | 0 | 0 | 0 | 0 | 0 | 0 | 0 | 0 | 0 | 0 | 0 | 0 | 0 | 0 | 0 | 0 | 0 | 0 | 0 | 0 | 0 | 0 | 0 | 0 | 0 | 0 | 0 | 0 | 0 | 0 | 0 | 0 | 0 | 0 | 0 | 0 | 0 | 0 | 0 | 0 | 0 | 0 | 0 | 0 | 0 | 0 | 0 | 0 | 0 | 0 | 0 | 0 | 0 | 0 | 0 | 0 | 0 | 0 | 0 | 0 | 0 | 0 | 0 | 0 | 0 | 0 | 0 | 0 | 0 | 0 | 0 | 0 | 0 | 0 | 0 | 0 | 0 | 0 | 0 | 0 | 0 | 0 | 0 | 0 | 0 | 0 | 0 | 0 | 0 | 0 | 0 | 0 | 0 | 0 | 0 | 0 | 0 | 0 | 0 | 0 | 0 | 0 | 0 | 0 | 0 | 0 | 0 | 0 | 0 | 0 | 0 | 0 | 0 | 0 | 0 | 0 | 0 | 0 | 0 | 0 | 0 | 0 | 0 | 0 | 0 | 0 | 0 | 0 | 0 | 0 | 0 | 0 | 0 | 0 | 0 | 0 | 0 | 0
Fase 1 - Investimento para reforma do(s) Imóvel(is) | 0 | 0 | 0 | 0 | 0 | 0 | 0 | 0 | 0 | 0 | 0 | 0 | 0 | 0 | 0 | 0 | 0 | 0 | 0 | 0 | 0 | 0 | 0 | 0 | 0 | 0 | 0 | 0 | 0 | 0 | 0 | 0 | 0 | 0 | 0 | 0 | 0 | 0 | 0 | 0 | 0 | 0 | 0 | 0 | 0 | 0 | 0 | 0 | 0 | 0 | 0 | 0 | 0 | 0 | 0 | 0 | 0 | 0 | 0 | 0 | 0 | 0 | 0 | 0 | 0 | 0 | 0 | 0 | 0 | 0 | 0 | 0 | 0 | 0 | 0 | 0 | 0 | 0 | 0 | 0 | 0 | 0 | 0 | 0 | 0 | 0 | 0 | 0 | 0 | 0 | 0 | 0 | 0 | 0 | 0 | 0 | 0 | 0 | 0 | 0 | 0 | 0 | 0 | 0 | 0 | 0 | 0 | 0 | 0 | 0 | 0 | 0 | 0 | 0 | 0 | 0 | 0 | 0 | 0 | 0 | 0 | 0 | 0 | 0 | 0 | 0 | 0 | 0 | 0 | 0 | 0 | 0 | 0 | 0 | 0 | 0 | 0 | 0 | 0 | 0 | 0 | 0 | 0 | 0 | 0 | 0 | 0 | 0 | 0 | 0 | 0 | 0 | 0 | 0 | 0 | 0 | 0 | 0 | 0 | 0 | 0 | 0 | 0 | 0 | 0 | 0 | 0 | 0 | 0 | 0 | 0 | 0 | 0 | 0 | 0 | 0 | 0 | 0 | 0 | 0 | 0 | 0 | 0 | 0 | 0 | 0 | 0 | 0 | 0 | 0 | 0 | 0 | 0 | 0 | 0 | 0 | 0 | 0 | 0 | 0 | 0 | 0 | 0 | 0 | 0 | 0 | 0 | 0 | 0 | 0 | 0 | 0 | 0 | 0 | 0 | 0
Fase 1 - Mobiliário, Computadores e periféricos | 0 | 0 | 0 | 0 | 0 | 0 | 0 | 0 | 0 | 0 | 0 | 0 | 0 | 0 | 0 | 0 | 0 | 0 | 0 | 0 | 0 | 0 | 0 | 0 | 0 | 0 | 0 | 0 | 0 | 0 | 0 | 0 | 0 | 0 | 0 | 0 | 0 | 0 | 0 | 0 | 0 | 0 | 0 | 0 | 0 | 0 | 0 | 0 | 0 | 0 | 0 | 0 | 0 | 0 | 0 | 0 | 0 | 0 | 0 | 0 | 0 | 0 | 0 | 0 | 0 | 0 | 0 | 0 | 0 | 0 | 0 | 0 | 0 | 0 | 0 | 0 | 0 | 0 | 0 | 0 | 0 | 0 | 0 | 0 | 0 | 0 | 0 | 0 | 0 | 0 | 0 | 0 | 0 | 0 | 0 | 0 | 0 | 0 | 0 | 0 | 0 | 0 | 0 | 0 | 0 | 0 | 0 | 0 | 0 | 0 | 0 | 0 | 0 | 0 | 0 | 0 | 0 | 0 | 0 | 0 | 0 | 0 | 0 | 0 | 0 | 0 | 0 | 0 | 0 | 0 | 0 | 0 | 0 | 0 | 0 | 0 | 0 | 0 | 0 | 0 | 0 | 0 | 0 | 0 | 0 | 0 | 0 | 0 | 0 | 0 | 0 | 0 | 0 | 0 | 0 | 0 | 0 | 0 | 0 | 0 | 0 | 0 | 0 | 0 | 0 | 0 | 0 | 0 | 0 | 0 | 0 | 0 | 0 | 0 | 0 | 0 | 0 | 0 | 0 | 0 | 0 | 0 | 0 | 0 | 0 | 0 | 0 | 0 | 0 | 0 | 0 | 0 | 0 | 0 | 0 | 0 | 0 | 0 | 0 | 0 | 0 | 0 | 0 | 0 | 0 | 0 | 0 | 0 | 0 | 0 | 0 | 0 | 0 | 0 | 0 | 0
Fase 1 - Sistemas e Projetos | 0 | 0 | 0 | 0 | 0 | 0 | 0 | 0 | 0 | 0 | 0 | 0 | 0 | 0 | 0 | 0 | 0 | 0 | 0 | 0 | 0 | 0 | 0 | 0 | 0 | 0 | 0 | 0 | 0 | 0 | 0 | 0 | 0 | 0 | 0 | 0 | 0 | 0 | 0 | 0 | 0 | 0 | 0 | 0 | 0 | 0 | 0 | 0 | 0 | 0 | 0 | 0 | 0 | 0 | 0 | 0 | 0 | 0 | 0 | 0 | 0 | 0 | 0 | 0 | 0 | 0 | 0 | 0 | 0 | 0 | 0 | 0 | 0 | 0 | 0 | 0 | 0 | 0 | 0 | 0 | 0 | 0 | 0 | 0 | 0 | 0 | 0 | 0 | 0 | 0 | 0 | 0 | 0 | 0 | 0 | 0 | 0 | 0 | 0 | 0 | 0 | 0 | 0 | 0 | 0 | 0 | 0 | 0 | 0 | 0 | 0 | 0 | 0 | 0 | 0 | 0 | 0 | 0 | 0 | 0 | 0 | 0 | 0 | 0 | 0 | 0 | 0 | 0 | 0 | 0 | 0 | 0 | 0 | 0 | 0 | 0 | 0 | 0 | 0 | 0 | 0 | 0 | 0 | 0 | 0 | 0 | 0 | 0 | 0 | 0 | 0 | 0 | 0 | 0 | 0 | 0 | 0 | 0 | 0 | 0 | 0 | 0 | 0 | 0 | 0 | 0 | 0 | 0 | 0 | 0 | 0 | 0 | 0 | 0 | 0 | 0 | 0 | 0 | 0 | 0 | 0 | 0 | 0 | 0 | 0 | 0 | 0 | 0 | 0 | 0 | 0 | 0 | 0 | 0 | 0 | 0 | 0 | 0 | 0 | 0 | 0 | 0 | 0 | 0 | 0 | 0 | 0 | 0 | 0 | 0 | 0 | 0 | 0 | 0 | 0 | 0
Fase 2 - Iluminação de Festividades | 0 | 0 | 0 | 0 | 0 | 0 | #NAME? | #NAME? | #NAME? | #NAME? | #NAME? | #NAME? | #NAME? | #NAME? | #NAME? | #NAME? | #NAME? | #NAME? | 0 | 0 | 0 | 0 | 0 | 0 | 0 | 0 | 0 | 0 | 0 | 0 | 0 | 0 | 0 | 0 | 0 | 0 | 0 | 0 | 0 | 0 | 0 | 0 | 0 | 0 | 0 | 0 | 0 | 0 | 0 | 0 | 0 | 0 | 0 | 0 | 0 | 0 | 0 | 0 | 0 | 0 | 0 | 0 | 0 | 0 | 0 | 0 | 0 | 0 | 0 | 0 | 0 | 0 | 0 | 0 | 0 | 0 | 0 | 0 | 0 | 0 | 0 | 0 | 0 | 0 | 0 | 0 | 0 | 0 | 0 | 0 | 0 | 0 | 0 | 0 | 0 | 0 | 0 | 0 | 0 | 0 | 0 | 0 | 0 | 0 | 0 | 0 | 0 | 0 | 0 | 0 | 0 | 0 | 0 | 0 | 0 | 0 | 0 | 0 | 0 | 0 | 0 | 0 | 0 | 0 | 0 | 0 | 0 | 0 | 0 | 0 | 0 | 0 | 0 | 0 | 0 | 0 | 0 | 0 | 0 | 0 | 0 | 0 | 0 | 0 | 0 | 0 | 0 | 0 | 0 | 0 | 0 | 0 | 0 | 0 | 0 | 0 | 0 | 0 | 0 | 0 | 0 | 0 | 0 | 0 | 0 | 0 | 0 | 0 | 0 | 0 | 0 | 0 | 0 | 0 | 0 | 0 | 0 | 0 | 0 | 0 | 0 | 0 | 0 | 0 | 0 | 0 | 0 | 0 | 0 | 0 | 0 | 0 | 0 | 0 | 0 | 0 | 0 | 0 | 0 | 0 | 0 | 0 | 0 | 0 | 0 | 0 | 0 | 0 | 0 | 0 | 0 | 0 | 0 | 0 | 0 | 0
Fase 2 - Iluminação Viária (V4/V5) Exclusivos | 0 | 0 | 0 | 0 | 0 | 0 | 0 | 0 | 0 | 0 | 0 | 0 | 0 | 0 | 0 | 0 | 0 | 0 | 0 | 0 | 0 | 0 | 0 | 0 | 0 | 0 | 0 | 0 | 0 | 0 | 0 | 0 | 0 | 0 | 0 | 0 | 0 | 0 | 0 | 0 | 0 | 0 | 0 | 0 | 0 | 0 | 0 | 0 | 0 | 0 | 0 | 0 | 0 | 0 | 0 | 0 | 0 | 0 | 0 | 0 | 0 | 0 | 0 | 0 | 0 | 0 | 0 | 0 | 0 | 0 | 0 | 0 | 0 | 0 | 0 | 0 | 0 | 0 | 0 | 0 | 0 | 0 | 0 | 0 | 0 | 0 | 0 | 0 | 0 | 0 | 0 | 0 | 0 | 0 | 0 | 0 | 0 | 0 | 0 | 0 | 0 | 0 | 0 | 0 | 0 | 0 | 0 | 0 | 0 | 0 | 0 | 0 | 0 | 0 | 0 | 0 | 0 | 0 | 0 | 0 | 0 | 0 | 0 | 0 | 0 | 0 | 0 | 0 | 0 | 0 | 0 | 0 | 0 | 0 | 0 | 0 | 0 | 0 | 0 | 0 | 0 | 0 | 0 | 0 | 0 | 0 | 0 | 0 | 0 | 0 | 0 | 0 | 0 | 0 | 0 | 0 | 0 | 0 | 0 | 0 | 0 | 0 | 0 | 0 | 0 | 0 | 0 | 0 | 0 | 0 | 0 | 0 | 0 | 0 | 0 | 0 | 0 | 0 | 0 | 0 | 0 | 0 | 0 | 0 | 0 | 0 | 0 | 0 | 0 | 0 | 0 | 0 | 0 | 0 | 0 | 0 | 0 | 0 | 0 | 0 | 0 | 0 | 0 | 0 | 0 | 0 | 0 | 0 | 0 | 0 | 0 | 0 | 0 | 0 | 0 | 0
Fase 2 - Iluminação Viária (V1...V3) Exclusivos | 0 | 0 | 0 | 0 | 0 | 0 | 0 | 0 | 0 | 0 | 0 | 0 | 0 | 0 | 0 | 0 | 0 | 0 | 0 | 0 | 0 | 0 | 0 | 0 | 0 | 0 | 0 | 0 | 0 | 0 | 0 | 0 | 0 | 0 | 0 | 0 | 0 | 0 | 0 | 0 | 0 | 0 | 0 | 0 | 0 | 0 | 0 | 0 | 0 | 0 | 0 | 0 | 0 | 0 | 0 | 0 | 0 | 0 | 0 | 0 | 0 | 0 | 0 | 0 | 0 | 0 | 0 | 0 | 0 | 0 | 0 | 0 | 0 | 0 | 0 | 0 | 0 | 0 | 0 | 0 | 0 | 0 | 0 | 0 | 0 | 0 | 0 | 0 | 0 | 0 | 0 | 0 | 0 | 0 | 0 | 0 | 0 | 0 | 0 | 0 | 0 | 0 | 0 | 0 | 0 | 0 | 0 | 0 | 0 | 0 | 0 | 0 | 0 | 0 | 0 | 0 | 0 | 0 | 0 | 0 | 0 | 0 | 0 | 0 | 0 | 0 | 0 | 0 | 0 | 0 | 0 | 0 | 0 | 0 | 0 | 0 | 0 | 0 | 0 | 0 | 0 | 0 | 0 | 0 | 0 | 0 | 0 | 0 | 0 | 0 | 0 | 0 | 0 | 0 | 0 | 0 | 0 | 0 | 0 | 0 | 0 | 0 | 0 | 0 | 0 | 0 | 0 | 0 | 0 | 0 | 0 | 0 | 0 | 0 | 0 | 0 | 0 | 0 | 0 | 0 | 0 | 0 | 0 | 0 | 0 | 0 | 0 | 0 | 0 | 0 | 0 | 0 | 0 | 0 | 0 | 0 | 0 | 0 | 0 | 0 | 0 | 0 | 0 | 0 | 0 | 0 | 0 | 0 | 0 | 0 | 0 | 0 | 0 | 0 | 0 | 0
Fase 2 - Iluminação Viária (V4/V5) Compartilhados | 0 | 0 | 0 | 0 | 0 | 0 | 0 | 0 | 0 | 0 | 0 | 0 | 0 | 0 | 0 | 0 | 0 | 0 | 0 | 0 | 0 | 0 | 0 | 0 | 0 | 0 | 0 | 0 | 0 | 0 | 0 | 0 | 0 | 0 | 0 | 0 | 0 | 0 | 0 | 0 | 0 | 0 | 0 | 0 | 0 | 0 | 0 | 0 | 0 | 0 | 0 | 0 | 0 | 0 | 0 | 0 | 0 | 0 | 0 | 0 | 0 | 0 | 0 | 0 | 0 | 0 | 0 | 0 | 0 | 0 | 0 | 0 | 0 | 0 | 0 | 0 | 0 | 0 | 0 | 0 | 0 | 0 | 0 | 0 | 0 | 0 | 0 | 0 | 0 | 0 | 0 | 0 | 0 | 0 | 0 | 0 | 0 | 0 | 0 | 0 | 0 | 0 | 0 | 0 | 0 | 0 | 0 | 0 | 0 | 0 | 0 | 0 | 0 | 0 | 0 | 0 | 0 | 0 | 0 | 0 | 0 | 0 | 0 | 0 | 0 | 0 | 0 | 0 | 0 | 0 | 0 | 0 | 0 | 0 | 0 | 0 | 0 | 0 | 0 | 0 | 0 | 0 | 0 | 0 | 0 | 0 | 0 | 0 | 0 | 0 | 0 | 0 | 0 | 0 | 0 | 0 | 0 | 0 | 0 | 0 | 0 | 0 | 0 | 0 | 0 | 0 | 0 | 0 | 0 | 0 | 0 | 0 | 0 | 0 | 0 | 0 | 0 | 0 | 0 | 0 | 0 | 0 | 0 | 0 | 0 | 0 | 0 | 0 | 0 | 0 | 0 | 0 | 0 | 0 | 0 | 0 | 0 | 0 | 0 | 0 | 0 | 0 | 0 | 0 | 0 | 0 | 0 | 0 | 0 | 0 | 0 | 0 | 0 | 0 | 0 | 0
Fase 2 - Iluminação Viária (V1...V3) Compartilhados | 0 | 0 | 0 | 0 | 0 | 0 | 0 | 0 | 0 | 0 | 0 | 0 | 0 | 0 | 0 | 0 | 0 | 0 | 0 | 0 | 0 | 0 | 0 | 0 | 0 | 0 | 0 | 0 | 0 | 0 | 0 | 0 | 0 | 0 | 0 | 0 | 0 | 0 | 0 | 0 | 0 | 0 | 0 | 0 | 0 | 0 | 0 | 0 | 0 | 0 | 0 | 0 | 0 | 0 | 0 | 0 | 0 | 0 | 0 | 0 | 0 | 0 | 0 | 0 | 0 | 0 | 0 | 0 | 0 | 0 | 0 | 0 | 0 | 0 | 0 | 0 | 0 | 0 | 0 | 0 | 0 | 0 | 0 | 0 | 0 | 0 | 0 | 0 | 0 | 0 | 0 | 0 | 0 | 0 | 0 | 0 | 0 | 0 | 0 | 0 | 0 | 0 | 0 | 0 | 0 | 0 | 0 | 0 | 0 | 0 | 0 | 0 | 0 | 0 | 0 | 0 | 0 | 0 | 0 | 0 | 0 | 0 | 0 | 0 | 0 | 0 | 0 | 0 | 0 | 0 | 0 | 0 | 0 | 0 | 0 | 0 | 0 | 0 | 0 | 0 | 0 | 0 | 0 | 0 | 0 | 0 | 0 | 0 | 0 | 0 | 0 | 0 | 0 | 0 | 0 | 0 | 0 | 0 | 0 | 0 | 0 | 0 | 0 | 0 | 0 | 0 | 0 | 0 | 0 | 0 | 0 | 0 | 0 | 0 | 0 | 0 | 0 | 0 | 0 | 0 | 0 | 0 | 0 | 0 | 0 | 0 | 0 | 0 | 0 | 0 | 0 | 0 | 0 | 0 | 0 | 0 | 0 | 0 | 0 | 0 | 0 | 0 | 0 | 0 | 0 | 0 | 0 | 0 | 0 | 0 | 0 | 0 | 0 | 0 | 0 | 0
Fase 2 - Iluminação EPL | 0 | 0 | 0 | 0 | 0 | 0 | 0 | 0 | 0 | 0 | 0 | 0 | 0 | 0 | 0 | 0 | 0 | 0 | 0 | 0 | 0 | 0 | 0 | 0 | 0 | 0 | 0 | 0 | 0 | 0 | 0 | 0 | 0 | 0 | 0 | 0 | 0 | 0 | 0 | 0 | 0 | 0 | 0 | 0 | 0 | 0 | 0 | 0 | 0 | 0 | 0 | 0 | 0 | 0 | 0 | 0 | 0 | 0 | 0 | 0 | 0 | 0 | 0 | 0 | 0 | 0 | 0 | 0 | 0 | 0 | 0 | 0 | 0 | 0 | 0 | 0 | 0 | 0 | 0 | 0 | 0 | 0 | 0 | 0 | 0 | 0 | 0 | 0 | 0 | 0 | 0 | 0 | 0 | 0 | 0 | 0 | 0 | 0 | 0 | 0 | 0 | 0 | 0 | 0 | 0 | 0 | 0 | 0 | 0 | 0 | 0 | 0 | 0 | 0 | 0 | 0 | 0 | 0 | 0 | 0 | 0 | 0 | 0 | 0 | 0 | 0 | 0 | 0 | 0 | 0 | 0 | 0 | 0 | 0 | 0 | 0 | 0 | 0 | 0 | 0 | 0 | 0 | 0 | 0 | 0 | 0 | 0 | 0 | 0 | 0 | 0 | 0 | 0 | 0 | 0 | 0 | 0 | 0 | 0 | 0 | 0 | 0 | 0 | 0 | 0 | 0 | 0 | 0 | 0 | 0 | 0 | 0 | 0 | 0 | 0 | 0 | 0 | 0 | 0 | 0 | 0 | 0 | 0 | 0 | 0 | 0 | 0 | 0 | 0 | 0 | 0 | 0 | 0 | 0 | 0 | 0 | 0 | 0 | 0 | 0 | 0 | 0 | 0 | 0 | 0 | 0 | 0 | 0 | 0 | 0 | 0 | 0 | 0 | 0 | 0 | 0
Fase 2 - Iluminação FTP | 0 | 0 | 0 | 0 | 0 | 0 | 0 | 0 | 0 | 0 | 0 | 0 | 0 | 0 | 0 | 0 | 0 | 0 | 0 | 0 | 0 | 0 | 0 | 0 | 0 | 0 | 0 | 0 | 0 | 0 | 0 | 0 | 0 | 0 | 0 | 0 | 0 | 0 | 0 | 0 | 0 | 0 | 0 | 0 | 0 | 0 | 0 | 0 | 0 | 0 | 0 | 0 | 0 | 0 | 0 | 0 | 0 | 0 | 0 | 0 | 0 | 0 | 0 | 0 | 0 | 0 | 0 | 0 | 0 | 0 | 0 | 0 | 0 | 0 | 0 | 0 | 0 | 0 | 0 | 0 | 0 | 0 | 0 | 0 | 0 | 0 | 0 | 0 | 0 | 0 | 0 | 0 | 0 | 0 | 0 | 0 | 0 | 0 | 0 | 0 | 0 | 0 | 0 | 0 | 0 | 0 | 0 | 0 | 0 | 0 | 0 | 0 | 0 | 0 | 0 | 0 | 0 | 0 | 0 | 0 | 0 | 0 | 0 | 0 | 0 | 0 | 0 | 0 | 0 | 0 | 0 | 0 | 0 | 0 | 0 | 0 | 0 | 0 | 0 | 0 | 0 | 0 | 0 | 0 | 0 | 0 | 0 | 0 | 0 | 0 | 0 | 0 | 0 | 0 | 0 | 0 | 0 | 0 | 0 | 0 | 0 | 0 | 0 | 0 | 0 | 0 | 0 | 0 | 0 | 0 | 0 | 0 | 0 | 0 | 0 | 0 | 0 | 0 | 0 | 0 | 0 | 0 | 0 | 0 | 0 | 0 | 0 | 0 | 0 | 0 | 0 | 0 | 0 | 0 | 0 | 0 | 0 | 0 | 0 | 0 | 0 | 0 | 0 | 0 | 0 | 0 | 0 | 0 | 0 | 0 | 0 | 0 | 0 | 0 | 0 | 0
Fase 2 - Iluminação Ciclovia | 0 | 0 | 0 | 0 | 0 | 0 | 0 | 0 | 0 | 0 | 0 | 0 | 0 | 0 | 0 | 0 | 0 | 0 | 0 | 0 | 0 | 0 | 0 | 0 | 0 | 0 | 0 | 0 | 0 | 0 | 0 | 0 | 0 | 0 | 0 | 0 | 0 | 0 | 0 | 0 | 0 | 0 | 0 | 0 | 0 | 0 | 0 | 0 | 0 | 0 | 0 | 0 | 0 | 0 | 0 | 0 | 0 | 0 | 0 | 0 | 0 | 0 | 0 | 0 | 0 | 0 | 0 | 0 | 0 | 0 | 0 | 0 | 0 | 0 | 0 | 0 | 0 | 0 | 0 | 0 | 0 | 0 | 0 | 0 | 0 | 0 | 0 | 0 | 0 | 0 | 0 | 0 | 0 | 0 | 0 | 0 | 0 | 0 | 0 | 0 | 0 | 0 | 0 | 0 | 0 | 0 | 0 | 0 | 0 | 0 | 0 | 0 | 0 | 0 | 0 | 0 | 0 | 0 | 0 | 0 | 0 | 0 | 0 | 0 | 0 | 0 | 0 | 0 | 0 | 0 | 0 | 0 | 0 | 0 | 0 | 0 | 0 | 0 | 0 | 0 | 0 | 0 | 0 | 0 | 0 | 0 | 0 | 0 | 0 | 0 | 0 | 0 | 0 | 0 | 0 | 0 | 0 | 0 | 0 | 0 | 0 | 0 | 0 | 0 | 0 | 0 | 0 | 0 | 0 | 0 | 0 | 0 | 0 | 0 | 0 | 0 | 0 | 0 | 0 | 0 | 0 | 0 | 0 | 0 | 0 | 0 | 0 | 0 | 0 | 0 | 0 | 0 | 0 | 0 | 0 | 0 | 0 | 0 | 0 | 0 | 0 | 0 | 0 | 0 | 0 | 0 | 0 | 0 | 0 | 0 | 0 | 0 | 0 | 0 | 0 | 0
Fase 2 - Iluminação Especial | 0 | 0 | 0 | 0 | 0 | 0 | #NAME? | #NAME? | #NAME? | #NAME? | #NAME? | #NAME? | #NAME? | #NAME? | #NAME? | #NAME? | #NAME? | #NAME? | 0 | 0 | 0 | 0 | 0 | 0 | 0 | 0 | 0 | 0 | 0 | 0 | 0 | 0 | 0 | 0 | 0 | 0 | 0 | 0 | 0 | 0 | 0 | 0 | 0 | 0 | 0 | 0 | 0 | 0 | 0 | 0 | 0 | 0 | 0 | 0 | 0 | 0 | 0 | 0 | 0 | 0 | 0 | 0 | 0 | 0 | 0 | 0 | 0 | 0 | 0 | 0 | 0 | 0 | 0 | 0 | 0 | 0 | 0 | 0 | 0 | 0 | 0 | 0 | 0 | 0 | 0 | 0 | 0 | 0 | 0 | 0 | 0 | 0 | 0 | 0 | 0 | 0 | 0 | 0 | 0 | 0 | 0 | 0 | 0 | 0 | 0 | 0 | 0 | 0 | 0 | 0 | 0 | 0 | 0 | 0 | 0 | 0 | 0 | 0 | 0 | 0 | 0 | 0 | 0 | 0 | 0 | 0 | 0 | 0 | 0 | 0 | 0 | 0 | 0 | 0 | 0 | 0 | 0 | 0 | 0 | 0 | 0 | 0 | 0 | 0 | 0 | 0 | 0 | 0 | 0 | 0 | 0 | 0 | 0 | 0 | 0 | 0 | 0 | 0 | 0 | 0 | 0 | 0 | 0 | 0 | 0 | 0 | 0 | 0 | 0 | 0 | 0 | 0 | 0 | 0 | 0 | 0 | 0 | 0 | 0 | 0 | 0 | 0 | 0 | 0 | 0 | 0 | 0 | 0 | 0 | 0 | 0 | 0 | 0 | 0 | 0 | 0 | 0 | 0 | 0 | 0 | 0 | 0 | 0 | 0 | 0 | 0 | 0 | 0 | 0 | 0 | 0 | 0 | 0 | 0 | 0 | 0
Fase 2 - Iluminação Rural | 0 | 0 | 0 | 0 | 0 | 0 | 0 | 0 | 0 | 0 | 0 | 0 | 0 | 0 | 0 | 0 | 0 | 0 | 0 | 0 | 0 | 0 | 0 | 0 | 0 | 0 | 0 | 0 | 0 | 0 | 0 | 0 | 0 | 0 | 0 | 0 | 0 | 0 | 0 | 0 | 0 | 0 | 0 | 0 | 0 | 0 | 0 | 0 | 0 | 0 | 0 | 0 | 0 | 0 | 0 | 0 | 0 | 0 | 0 | 0 | 0 | 0 | 0 | 0 | 0 | 0 | 0 | 0 | 0 | 0 | 0 | 0 | 0 | 0 | 0 | 0 | 0 | 0 | 0 | 0 | 0 | 0 | 0 | 0 | 0 | 0 | 0 | 0 | 0 | 0 | 0 | 0 | 0 | 0 | 0 | 0 | 0 | 0 | 0 | 0 | 0 | 0 | 0 | 0 | 0 | 0 | 0 | 0 | 0 | 0 | 0 | 0 | 0 | 0 | 0 | 0 | 0 | 0 | 0 | 0 | 0 | 0 | 0 | 0 | 0 | 0 | 0 | 0 | 0 | 0 | 0 | 0 | 0 | 0 | 0 | 0 | 0 | 0 | 0 | 0 | 0 | 0 | 0 | 0 | 0 | 0 | 0 | 0 | 0 | 0 | 0 | 0 | 0 | 0 | 0 | 0 | 0 | 0 | 0 | 0 | 0 | 0 | 0 | 0 | 0 | 0 | 0 | 0 | 0 | 0 | 0 | 0 | 0 | 0 | 0 | 0 | 0 | 0 | 0 | 0 | 0 | 0 | 0 | 0 | 0 | 0 | 0 | 0 | 0 | 0 | 0 | 0 | 0 | 0 | 0 | 0 | 0 | 0 | 0 | 0 | 0 | 0 | 0 | 0 | 0 | 0 | 0 | 0 | 0 | 0 | 0 | 0 | 0 | 0 | 0 | 0
Fase 3 - CE 1 - Iluminação Viária (V4/V5) Exclusivos | 0 | 0 | 0 | 0 | 0 | 0 | 0 | 0 | 0 | 0 | 0 | 0 | 0 | 0 | 0 | 0 | 0 | 0 | 0 | 0 | 0 | 0 | 0 | 0 | 0 | 0 | 0 | 0 | 0 | 0 | 0 | 0 | 0 | 0 | 0 | 0 | 0 | 0 | 0 | 0 | 0 | 0 | 0 | 0 | 0 | 0 | 0 | 0 | 0 | 0 | 0 | 0 | 0 | 0 | 0 | 0 | 0 | 0 | 0 | 0 | 0 | 0 | 0 | 0 | 0 | 0 | 0 | 0 | 0 | 0 | 0 | 0 | 0 | 0 | 0 | 0 | 0 | 0 | 0 | 0 | 0 | 0 | 0 | 0 | 0 | 0 | 0 | 0 | 0 | 0 | 0 | 0 | 0 | 0 | 0 | 0 | 0 | 0 | 0 | 0 | 0 | 0 | 0 | 0 | 0 | 0 | 0 | 0 | 0 | 0 | 0 | 0 | 0 | 0 | 0 | 0 | 0 | 0 | 0 | 0 | 0 | 0 | 0 | 0 | 0 | 0 | 0 | 0 | 0 | 0 | 0 | 0 | 0 | 0 | 0 | 0 | 0 | 0 | 0 | 0 | 0 | 0 | 0 | 0 | 0 | 0 | 0 | 0 | 0 | 0 | 0 | 0 | 0 | 0 | 0 | 0 | 0 | 0 | 0 | 0 | 0 | 0 | 0 | 0 | 0 | 0 | 0 | 0 | 0 | 0 | 0 | 0 | 0 | 0 | 0 | 0 | 0 | 0 | 0 | 0 | 0 | 0 | 0 | 0 | 0 | 0 | 0 | 0 | 0 | 0 | 0 | 0 | 0 | 0 | 0 | 0 | 0 | 0 | 0 | 0 | 0 | 0 | 0 | 0 | 0 | 0 | 0 | 0 | 0 | 0 | 0 | 0 | 0 | 0 | 0 | 0
Fase 3 - CE 2 - Iluminação Viária (V1...V3) Exclusivos | 0 | 0 | 0 | 0 | 0 | 0 | 0 | 0 | 0 | 0 | 0 | 0 | 0 | 0 | 0 | 0 | 0 | 0 | 0 | 0 | 0 | 0 | 0 | 0 | 0 | 0 | 0 | 0 | 0 | 0 | 0 | 0 | 0 | 0 | 0 | 0 | 0 | 0 | 0 | 0 | 0 | 0 | 0 | 0 | 0 | 0 | 0 | 0 | 0 | 0 | 0 | 0 | 0 | 0 | 0 | 0 | 0 | 0 | 0 | 0 | 0 | 0 | 0 | 0 | 0 | 0 | 0 | 0 | 0 | 0 | 0 | 0 | 0 | 0 | 0 | 0 | 0 | 0 | 0 | 0 | 0 | 0 | 0 | 0 | 0 | 0 | 0 | 0 | 0 | 0 | 0 | 0 | 0 | 0 | 0 | 0 | 0 | 0 | 0 | 0 | 0 | 0 | 0 | 0 | 0 | 0 | 0 | 0 | 0 | 0 | 0 | 0 | 0 | 0 | 0 | 0 | 0 | 0 | 0 | 0 | 0 | 0 | 0 | 0 | 0 | 0 | 0 | 0 | 0 | 0 | 0 | 0 | 0 | 0 | 0 | 0 | 0 | 0 | 0 | 0 | 0 | 0 | 0 | 0 | 0 | 0 | 0 | 0 | 0 | 0 | 0 | 0 | 0 | 0 | 0 | 0 | 0 | 0 | 0 | 0 | 0 | 0 | 0 | 0 | 0 | 0 | 0 | 0 | 0 | 0 | 0 | 0 | 0 | 0 | 0 | 0 | 0 | 0 | 0 | 0 | 0 | 0 | 0 | 0 | 0 | 0 | 0 | 0 | 0 | 0 | 0 | 0 | 0 | 0 | 0 | 0 | 0 | 0 | 0 | 0 | 0 | 0 | 0 | 0 | 0 | 0 | 0 | 0 | 0 | 0 | 0 | 0 | 0 | 0 | 0 | 0
Fase 3 - CE 3 - Iluminação Viária (V4/V5) Compartilhados | 0 | 0 | 0 | 0 | 0 | 0 | 0 | 0 | 0 | 0 | 0 | 0 | 0 | 0 | 0 | 0 | 0 | 0 | 0 | 0 | 0 | 0 | 0 | 0 | 0 | 0 | 0 | 0 | 0 | 0 | 0 | 0 | 0 | 0 | 0 | 0 | 0 | 0 | 0 | 0 | 0 | 0 | 0 | 0 | 0 | 0 | 0 | 0 | 0 | 0 | 0 | 0 | 0 | 0 | 0 | 0 | 0 | 0 | 0 | 0 | 0 | 0 | 0 | 0 | 0 | 0 | 0 | 0 | 0 | 0 | 0 | 0 | 0 | 0 | 0 | 0 | 0 | 0 | 0 | 0 | 0 | 0 | 0 | 0 | 0 | 0 | 0 | 0 | 0 | 0 | 0 | 0 | 0 | 0 | 0 | 0 | 0 | 0 | 0 | 0 | 0 | 0 | 0 | 0 | 0 | 0 | 0 | 0 | 0 | 0 | 0 | 0 | 0 | 0 | 0 | 0 | 0 | 0 | 0 | 0 | 0 | 0 | 0 | 0 | 0 | 0 | 0 | 0 | 0 | 0 | 0 | 0 | 0 | 0 | 0 | 0 | 0 | 0 | 0 | 0 | 0 | 0 | 0 | 0 | 0 | 0 | 0 | 0 | 0 | 0 | 0 | 0 | 0 | 0 | 0 | 0 | 0 | 0 | 0 | 0 | 0 | 0 | 0 | 0 | 0 | 0 | 0 | 0 | 0 | 0 | 0 | 0 | 0 | 0 | 0 | 0 | 0 | 0 | 0 | 0 | 0 | 0 | 0 | 0 | 0 | 0 | 0 | 0 | 0 | 0 | 0 | 0 | 0 | 0 | 0 | 0 | 0 | 0 | 0 | 0 | 0 | 0 | 0 | 0 | 0 | 0 | 0 | 0 | 0 | 0 | 0 | 0 | 0 | 0 | 0 | 0
Fase 3 - CE 4 - Iluminação Viária (V1...V3) Compartilhados | 0 | 0 | 0 | 0 | 0 | 0 | 0 | 0 | 0 | 0 | 0 | 0 | 0 | 0 | 0 | 0 | 0 | 0 | 0 | 0 | 0 | 0 | 0 | 0 | 0 | 0 | 0 | 0 | 0 | 0 | 0 | 0 | 0 | 0 | 0 | 0 | 0 | 0 | 0 | 0 | 0 | 0 | 0 | 0 | 0 | 0 | 0 | 0 | 0 | 0 | 0 | 0 | 0 | 0 | 0 | 0 | 0 | 0 | 0 | 0 | 0 | 0 | 0 | 0 | 0 | 0 | 0 | 0 | 0 | 0 | 0 | 0 | 0 | 0 | 0 | 0 | 0 | 0 | 0 | 0 | 0 | 0 | 0 | 0 | 0 | 0 | 0 | 0 | 0 | 0 | 0 | 0 | 0 | 0 | 0 | 0 | 0 | 0 | 0 | 0 | 0 | 0 | 0 | 0 | 0 | 0 | 0 | 0 | 0 | 0 | 0 | 0 | 0 | 0 | 0 | 0 | 0 | 0 | 0 | 0 | 0 | 0 | 0 | 0 | 0 | 0 | 0 | 0 | 0 | 0 | 0 | 0 | 0 | 0 | 0 | 0 | 0 | 0 | 0 | 0 | 0 | 0 | 0 | 0 | 0 | 0 | 0 | 0 | 0 | 0 | 0 | 0 | 0 | 0 | 0 | 0 | 0 | 0 | 0 | 0 | 0 | 0 | 0 | 0 | 0 | 0 | 0 | 0 | 0 | 0 | 0 | 0 | 0 | 0 | 0 | 0 | 0 | 0 | 0 | 0 | 0 | 0 | 0 | 0 | 0 | 0 | 0 | 0 | 0 | 0 | 0 | 0 | 0 | 0 | 0 | 0 | 0 | 0 | 0 | 0 | 0 | 0 | 0 | 0 | 0 | 0 | 0 | 0 | 0 | 0 | 0 | 0 | 0 | 0 | 0 | 0
Fase 3 - CE 5 - Iluminação FTP | 0 | 0 | 0 | 0 | 0 | 0 | 0 | 0 | 0 | 0 | 0 | 0 | 0 | 0 | 0 | 0 | 0 | 0 | 0 | 0 | 0 | 0 | 0 | 0 | 0 | 0 | 0 | 0 | 0 | 0 | 0 | 0 | 0 | 0 | 0 | 0 | 0 | 0 | 0 | 0 | 0 | 0 | 0 | 0 | 0 | 0 | 0 | 0 | 0 | 0 | 0 | 0 | 0 | 0 | 0 | 0 | 0 | 0 | 0 | 0 | 0 | 0 | 0 | 0 | 0 | 0 | 0 | 0 | 0 | 0 | 0 | 0 | 0 | 0 | 0 | 0 | 0 | 0 | 0 | 0 | 0 | 0 | 0 | 0 | 0 | 0 | 0 | 0 | 0 | 0 | 0 | 0 | 0 | 0 | 0 | 0 | 0 | 0 | 0 | 0 | 0 | 0 | 0 | 0 | 0 | 0 | 0 | 0 | 0 | 0 | 0 | 0 | 0 | 0 | 0 | 0 | 0 | 0 | 0 | 0 | 0 | 0 | 0 | 0 | 0 | 0 | 0 | 0 | 0 | 0 | 0 | 0 | 0 | 0 | 0 | 0 | 0 | 0 | 0 | 0 | 0 | 0 | 0 | 0 | 0 | 0 | 0 | 0 | 0 | 0 | 0 | 0 | 0 | 0 | 0 | 0 | 0 | 0 | 0 | 0 | 0 | 0 | 0 | 0 | 0 | 0 | 0 | 0 | 0 | 0 | 0 | 0 | 0 | 0 | 0 | 0 | 0 | 0 | 0 | 0 | 0 | 0 | 0 | 0 | 0 | 0 | 0 | 0 | 0 | 0 | 0 | 0 | 0 | 0 | 0 | 0 | 0 | 0 | 0 | 0 | 0 | 0 | 0 | 0 | 0 | 0 | 0 | 0 | 0 | 0 | 0 | 0 | 0 | 0 | 0 | 0
Fase 3 - CE 6 - Iluminação Ciclovia e Ciclofaixa | 0 | 0 | 0 | 0 | 0 | 0 | 0 | 0 | 0 | 0 | 0 | 0 | 0 | 0 | 0 | 0 | 0 | 0 | 0 | 0 | 0 | 0 | 0 | 0 | 0 | 0 | 0 | 0 | 0 | 0 | 0 | 0 | 0 | 0 | 0 | 0 | 0 | 0 | 0 | 0 | 0 | 0 | 0 | 0 | 0 | 0 | 0 | 0 | 0 | 0 | 0 | 0 | 0 | 0 | 0 | 0 | 0 | 0 | 0 | 0 | 0 | 0 | 0 | 0 | 0 | 0 | 0 | 0 | 0 | 0 | 0 | 0 | 0 | 0 | 0 | 0 | 0 | 0 | 0 | 0 | 0 | 0 | 0 | 0 | 0 | 0 | 0 | 0 | 0 | 0 | 0 | 0 | 0 | 0 | 0 | 0 | 0 | 0 | 0 | 0 | 0 | 0 | 0 | 0 | 0 | 0 | 0 | 0 | 0 | 0 | 0 | 0 | 0 | 0 | 0 | 0 | 0 | 0 | 0 | 0 | 0 | 0 | 0 | 0 | 0 | 0 | 0 | 0 | 0 | 0 | 0 | 0 | 0 | 0 | 0 | 0 | 0 | 0 | 0 | 0 | 0 | 0 | 0 | 0 | 0 | 0 | 0 | 0 | 0 | 0 | 0 | 0 | 0 | 0 | 0 | 0 | 0 | 0 | 0 | 0 | 0 | 0 | 0 | 0 | 0 | 0 | 0 | 0 | 0 | 0 | 0 | 0 | 0 | 0 | 0 | 0 | 0 | 0 | 0 | 0 | 0 | 0 | 0 | 0 | 0 | 0 | 0 | 0 | 0 | 0 | 0 | 0 | 0 | 0 | 0 | 0 | 0 | 0 | 0 | 0 | 0 | 0 | 0 | 0 | 0 | 0 | 0 | 0 | 0 | 0 | 0 | 0 | 0 | 0 | 0 | 0
Fase 3 - CE 7 - Iluminação EPL | 0 | 0 | 0 | 0 | 0 | 0 | 0 | 0 | 0 | 0 | 0 | 0 | 0 | 0 | 0 | 0 | 0 | 0 | 0 | 0 | 0 | 0 | 0 | 0 | 0 | 0 | 0 | 0 | 0 | 0 | 0 | 0 | 0 | 0 | 0 | 0 | 0 | 0 | 0 | 0 | 0 | 0 | 0 | 0 | 0 | 0 | 0 | 0 | 0 | 0 | 0 | 0 | 0 | 0 | 0 | 0 | 0 | 0 | 0 | 0 | 0 | 0 | 0 | 0 | 0 | 0 | 0 | 0 | 0 | 0 | 0 | 0 | 0 | 0 | 0 | 0 | 0 | 0 | 0 | 0 | 0 | 0 | 0 | 0 | 0 | 0 | 0 | 0 | 0 | 0 | 0 | 0 | 0 | 0 | 0 | 0 | 0 | 0 | 0 | 0 | 0 | 0 | 0 | 0 | 0 | 0 | 0 | 0 | 0 | 0 | 0 | 0 | 0 | 0 | 0 | 0 | 0 | 0 | 0 | 0 | 0 | 0 | 0 | 0 | 0 | 0 | 0 | 0 | 0 | 0 | 0 | 0 | 0 | 0 | 0 | 0 | 0 | 0 | 0 | 0 | 0 | 0 | 0 | 0 | 0 | 0 | 0 | 0 | 0 | 0 | 0 | 0 | 0 | 0 | 0 | 0 | 0 | 0 | 0 | 0 | 0 | 0 | 0 | 0 | 0 | 0 | 0 | 0 | 0 | 0 | 0 | 0 | 0 | 0 | 0 | 0 | 0 | 0 | 0 | 0 | 0 | 0 | 0 | 0 | 0 | 0 | 0 | 0 | 0 | 0 | 0 | 0 | 0 | 0 | 0 | 0 | 0 | 0 | 0 | 0 | 0 | 0 | 0 | 0 | 0 | 0 | 0 | 0 | 0 | 0 | 0 | 0 | 0 | 0 | 0 | 0
Fase 3 - CE 8 - Iluminação Rural | 0 | 0 | 0 | 0 | 0 | 0 | 0 | 0 | 0 | 0 | 0 | 0 | 0 | 0 | 0 | 0 | 0 | 0 | 0 | 0 | 0 | 0 | 0 | 0 | 0 | 0 | 0 | 0 | 0 | 0 | 0 | 0 | 0 | 0 | 0 | 0 | 0 | 0 | 0 | 0 | 0 | 0 | 0 | 0 | 0 | 0 | 0 | 0 | 0 | 0 | 0 | 0 | 0 | 0 | 0 | 0 | 0 | 0 | 0 | 0 | 0 | 0 | 0 | 0 | 0 | 0 | 0 | 0 | 0 | 0 | 0 | 0 | 0 | 0 | 0 | 0 | 0 | 0 | 0 | 0 | 0 | 0 | 0 | 0 | 0 | 0 | 0 | 0 | 0 | 0 | 0 | 0 | 0 | 0 | 0 | 0 | 0 | 0 | 0 | 0 | 0 | 0 | 0 | 0 | 0 | 0 | 0 | 0 | 0 | 0 | 0 | 0 | 0 | 0 | 0 | 0 | 0 | 0 | 0 | 0 | 0 | 0 | 0 | 0 | 0 | 0 | 0 | 0 | 0 | 0 | 0 | 0 | 0 | 0 | 0 | 0 | 0 | 0 | 0 | 0 | 0 | 0 | 0 | 0 | 0 | 0 | 0 | 0 | 0 | 0 | 0 | 0 | 0 | 0 | 0 | 0 | 0 | 0 | 0 | 0 | 0 | 0 | 0 | 0 | 0 | 0 | 0 | 0 | 0 | 0 | 0 | 0 | 0 | 0 | 0 | 0 | 0 | 0 | 0 | 0 | 0 | 0 | 0 | 0 | 0 | 0 | 0 | 0 | 0 | 0 | 0 | 0 | 0 | 0 | 0 | 0 | 0 | 0 | 0 | 0 | 0 | 0 | 0 | 0 | 0 | 0 | 0 | 0 | 0 | 0 | 0 | 0 | 0 | 0 | 0 | 0
(12) EMPRÉSTIMO | 0 | 0 | 0 | 0 | 0 | 0 | 0 | 0 | 0 | 0 | 0 | 0 | 0 | 0 | 0 | 0 | 0 | 0 | 0 | 0 | 0 | 0 | 0 | 0 | 41.1346 | 41.1346 | 41.1346 | 41.1346 | 41.1346 | 41.1346 | 41.1346 | 41.1346 | 41.1346 | 41.1346 | 41.1346 | 41.1346 | 41.1346 | 41.1346 | 41.1346 | 41.1346 | 41.1346 | 41.1346 | 41.1346 | 41.1346 | 41.1346 | 41.1346 | 41.1346 | 41.1346 | 41.1346 | 41.1346 | 41.1346 | 41.1346 | 41.1346 | 41.1346 | 41.1346 | 41.1346 | 41.1346 | 41.1346 | 41.1346 | 41.1346 | 41.1346 | 41.1346 | 41.1346 | 41.1346 | 41.1346 | 41.1346 | 41.1346 | 41.1346 | 41.1346 | 41.1346 | 41.1346 | 41.1346 | 41.1346 | 41.1346 | 41.1346 | 41.1346 | 41.1346 | 41.1346 | 41.1346 | 41.1346 | 41.1346 | 41.1346 | 41.1346 | 41.1346 | 41.1346 | 41.1346 | 41.1346 | 41.1346 | 41.1346 | 41.1346 | 41.1346 | 41.1346 | 41.1346 | 41.1346 | 41.1346 | 41.1346 | 41.1346 | 41.1346 | 41.1346 | 41.1346 | 41.1346 | 41.1346 | 41.1346 | 41.1346 | 41.1346 | 41.1346 | 41.1346 | 41.1346 | 41.1346 | 41.1346 | 41.1346 | 41.1346 | 41.1346 | 41.1346 | 41.1346 | 41.1346 | 41.1346 | 41.1346 | 41.1346 | 41.1346 | 0 | 0 | 0 | 0 | 0 | 0 | 0 | 0 | 0 | 0 | 0 | 0 | 0 | 0 | 0 | 0 | 0 | 0 | 0 | 0 | 0 | 0 | 0 | 0 | 0 | 0 | 0 | 0 | 0 | 0 | 0 | 0 | 0 | 0 | 0 | 0 | 0 | 0 | 0 | 0 | 0 | 0 | 0 | 0 | 0 | 0 | 0 | 0 | 0 | 0 | 0 | 0 | 0 | 0 | 0 | 0 | 0 | 0 | 0 | 0 | 0 | 0 | 0 | 0 | 0 | 0 | 0 | 0 | 0 | 0 | 0 | 0 | 0 | 0 | 0 | 0 | 0 | 0 | 0 | 0 | 0 | 0 | 0 | 0 | 0 | 0 | 0 | 0 | 0 | 0 | 0 | 0 | 0 | 0 | 0 | 0
(12.1) Structuring Fee | #NAME? | 0 | 0 | 0 | 0 | 0 | 0 | 0 | 0 | 0 | 0 | 0 | 0 | 0 | 0 | 0 | 0 | 0 | 0 | 0 | 0 | 0 | 0 | 0 | 0 | 0 | 0 | 0 | 0 | 0 | 0 | 0 | 0 | 0 | 0 | 0 | 0 | 0 | 0 | 0 | 0 | 0 | 0 | 0 | 0 | 0 | 0 | 0 | 0 | 0 | 0 | 0 | 0 | 0 | 0 | 0 | 0 | 0 | 0 | 0 | 0 | 0 | 0 | 0 | 0 | 0 | 0 | 0 | 0 | 0 | 0 | 0 | 0 | 0 | 0 | 0 | 0 | 0 | 0 | 0 | 0 | 0 | 0 | 0 | 0 | 0 | 0 | 0 | 0 | 0 | 0 | 0 | 0 | 0 | 0 | 0 | 0 | 0 | 0 | 0 | 0 | 0 | 0 | 0 | 0 | 0 | 0 | 0 | 0 | 0 | 0 | 0 | 0 | 0 | 0 | 0 | 0 | 0 | 0 | 0 | 0 | 0 | 0 | 0 | 0 | 0 | 0 | 0 | 0 | 0 | 0 | 0 | 0 | 0 | 0 | 0 | 0 | 0 | 0 | 0 | 0 | 0 | 0 | 0 | 0 | 0 | 0 | 0 | 0 | 0 | 0 | 0 | 0 | 0 | 0 | 0 | 0 | 0 | 0 | 0 | 0 | 0 | 0 | 0 | 0 | 0 | 0 | 0 | 0 | 0 | 0 | 0 | 0 | 0 | 0 | 0 | 0 | 0 | 0 | 0 | 0 | 0 | 0 | 0 | 0 | 0 | 0 | 0 | 0 | 0 | 0 | 0 | 0 | 0 | 0 | 0 | 0 | 0 | 0 | 0 | 0 | 0 | 0 | 0 | 0 | 0 | 0 | 0 | 0 | 0 | 0 | 0 | 0 | 0 | 0 | 0
(12.2) Commitment Fee | #NAME? | #NAME? | #NAME? | #NAME? | #NAME? | #NAME? | #NAME? | #NAME? | #NAME? | #NAME? | #NAME? | #NAME? | #NAME? | #NAME? | #NAME? | #NAME? | #NAME? | #NAME? | #NAME? | #NAME? | #NAME? | #NAME? | #NAME? | #NAME? | #NAME? | #NAME? | #NAME? | #NAME? | #NAME? | #NAME? | #NAME? | #NAME? | #NAME? | #NAME? | #NAME? | #NAME? | #NAME? | #NAME? | #NAME? | #NAME? | #NAME? | #NAME? | #NAME? | #NAME? | #NAME? | #NAME? | #NAME? | #NAME? | #NAME? | #NAME? | #NAME? | #NAME? | #NAME? | #NAME? | #NAME? | #NAME? | #NAME? | #NAME? | #NAME? | #NAME? | #NAME? | #NAME? | #NAME? | #NAME? | #NAME? | #NAME? | #NAME? | #NAME? | #NAME? | #NAME? | #NAME? | #NAME? | #NAME? | #NAME? | #NAME? | #NAME? | #NAME? | #NAME? | #NAME? | #NAME? | #NAME? | #NAME? | #NAME? | #NAME? | #NAME? | #NAME? | #NAME? | #NAME? | #NAME? | #NAME? | #NAME? | #NAME? | #NAME? | #NAME? | #NAME? | #NAME? | #NAME? | #NAME? | #NAME? | #NAME? | #NAME? | #NAME? | #NAME? | #NAME? | #NAME? | #NAME? | #NAME? | #NAME? | #NAME? | #NAME? | #NAME? | #NAME? | #NAME? | #NAME? | #NAME? | #NAME? | #NAME? | #NAME? | #NAME? | #NAME? | 0 | 0 | 0 | 0 | 0 | 0 | 0 | 0 | 0 | 0 | 0 | 0 | 0 | 0 | 0 | 0 | 0 | 0 | 0 | 0 | 0 | 0 | 0 | 0 | 0 | 0 | 0 | 0 | 0 | 0 | 0 | 0 | 0 | 0 | 0 | 0 | 0 | 0 | 0 | 0 | 0 | 0 | 0 | 0 | 0 | 0 | 0 | 0 | 0 | 0 | 0 | 0 | 0 | 0 | 0 | 0 | 0 | 0 | 0 | 0 | 0 | 0 | 0 | 0 | 0 | 0 | 0 | 0 | 0 | 0 | 0 | 0 | 0 | 0 | 0 | 0 | 0 | 0 | 0 | 0 | 0 | 0 | 0 | 0 | 0 | 0 | 0 | 0 | 0 | 0 | 0 | 0 | 0 | 0 | 0 | 0
(13) AMORTIZAÇÃO DA DÍVIDA | 0 | 0 | 0 | 0 | 0 | 0 | 0 | 0 | 0 | 0 | 0 | 0 | 0 | 0 | 0 | 0 | 0 | 0 | 0 | 0 | 0 | 0 | 0 | 0 | 0 | 0 | 0 | 0 | 0 | 0 | 0 | 0 | 0 | 0 | 0 | 0 | 0 | 0 | 0 | 0 | 0 | 0 | 0 | 0 | 0 | 0 | 0 | 0 | 0 | 0 | 0 | 0 | 0 | 0 | 0 | 0 | 0 | 0 | 0 | 0 | 0 | 0 | 0 | 0 | 0 | 0 | 0 | 0 | 0 | 0 | 0 | 0 | 0 | 0 | 0 | 0 | 0 | 0 | 0 | 0 | 0 | 0 | 0 | 0 | 0 | 0 | 0 | 0 | 0 | 0 | 0 | 0 | 0 | 0 | 0 | 0 | 0 | 0 | 0 | 0 | 0 | 0 | 0 | 0 | 0 | 0 | 0 | 0 | 0 | 0 | 0 | 0 | 0 | 0 | 0 | 0 | 0 | 0 | 0 | 0 | 0 | 0 | 0 | 0 | 0 | 0 | 0 | 0 | 0 | 0 | 0 | 0 | 0 | 0 | 0 | 0 | 0 | 0 | 0 | 0 | 0 | 0 | 0 | 0 | 0 | 0 | 0 | 0 | 0 | 0 | 0 | 0 | 0 | 0 | 0 | 0 | 0 | 0 | 0 | 0 | 0 | 0 | 0 | 0 | 0 | 0 | 0 | 0 | 0 | 0 | 0 | 0 | 0 | 0 | 0 | 0 | 0 | 0 | 0 | 0 | 0 | 0 | 0 | 0 | 0 | 0 | 0 | 0 | 0 | 0 | 0 | 0 | 0 | 0 | 0 | 0 | 0 | 0 | 0 | 0 | 0 | 0 | 0 | 0 | 0 | 0 | 0 | 0 | 0 | 0 | 0 | 0 | 0 | 0 | 0 | 0
(14) FLUXO DE CAIXA LIVRE (10 + 6 -11 + 12 -12.1 - 12.2 - 13) | #NAME? | #NAME? | #NAME? | #NAME? | #NAME? | #NAME? | #NAME? | #NAME? | #NAME? | #NAME? | #NAME? | #NAME? | #NAME? | #NAME? | #NAME? | #NAME? | #NAME? | #NAME? | #NAME? | #NAME? | #NAME? | #NAME? | #NAME? | #NAME? | #NAME? | #NAME? | #NAME? | #NAME? | #NAME? | #NAME? | #NAME? | #NAME? | #NAME? | #NAME? | #NAME? | #NAME? | #NAME? | #NAME? | #NAME? | #NAME? | #NAME? | #NAME? | #NAME? | #NAME? | #NAME? | #NAME? | #NAME? | #NAME? | #NAME? | #NAME? | #NAME? | #NAME? | #NAME? | #NAME? | #NAME? | #NAME? | #NAME? | #NAME? | #NAME? | #NAME? | #NAME? | #NAME? | #NAME? | #NAME? | #NAME? | #NAME? | #NAME? | #NAME? | #NAME? | #NAME? | #NAME? | #NAME? | #NAME? | #NAME? | #NAME? | #NAME? | #NAME? | #NAME? | #NAME? | #NAME? | #NAME? | #NAME? | #NAME? | #NAME? | #NAME? | #NAME? | #NAME? | #NAME? | #NAME? | #NAME? | #NAME? | #NAME? | #NAME? | #NAME? | #NAME? | #NAME? | #NAME? | #NAME? | #NAME? | #NAME? | #NAME? | #NAME? | #NAME? | #NAME? | #NAME? | #NAME? | #NAME? | #NAME? | #NAME? | #NAME? | #NAME? | #NAME? | #NAME? | #NAME? | #NAME? | #NAME? | #NAME? | #NAME? | #NAME? | #NAME? | #NAME? | #NAME? | #NAME? | #NAME? | #NAME? | #NAME? | #NAME? | #NAME? | #NAME? | #NAME? | #NAME? | #NAME? | #NAME? | #NAME? | #NAME? | #NAME? | #NAME? | #NAME? | #NAME? | #NAME? | #NAME? | #NAME? | #NAME? | #NAME? | #NAME? | #NAME? | #NAME? | #NAME? | #NAME? | #NAME? | #NAME? | #NAME? | #NAME? | #NAME? | #NAME? | #NAME? | #NAME? | #NAME? | #NAME? | #NAME? | #NAME? | #NAME? | #NAME? | #NAME? | #NAME? | #NAME? | #NAME? | #NAME? | #NAME? | #NAME? | #NAME? | #NAME? | #NAME? | #NAME? | #NAME? | #NAME? | #NAME? | #NAME? | #NAME? | #NAME? | #NAME? | #NAME? | #NAME? | #NAME? | #NAME? | #NAME? | #NAME? | #NAME? | #NAME? | #NAME? | #NAME? | #NAME? | #NAME? | #NAME? | #NAME? | #NAME? | #NAME? | #NAME? | #NAME? | #NAME? | #NAME? | #NAME? | #NAME? | #NAME? | #NAME? | #NAME? | #NAME? | #NAME? | #NAME? | #NAME? | #NAME? | #NAME? | #NAME? | #NAME? | #NAME? | #NAME?
(15) FLUXO DE CAIXA ACUMULADO | #NAME? | #NAME? | #NAME? | #NAME? | #NAME? | #NAME? | #NAME? | #NAME? | #NAME? | #NAME? | #NAME? | #NAME? | #NAME? | #NAME? | #NAME? | #NAME? | #NAME? | #NAME? | #NAME? | #NAME? | #NAME? | #NAME? | #NAME? | #NAME? | #NAME? | #NAME? | #NAME? | #NAME? | #NAME? | #NAME? | #NAME? | #NAME? | #NAME? | #NAME? | #NAME? | #NAME? | #NAME? | #NAME? | #NAME? | #NAME? | #NAME? | #NAME? | #NAME? | #NAME? | #NAME? | #NAME? | #NAME? | #NAME? | #NAME? | #NAME? | #NAME? | #NAME? | #NAME? | #NAME? | #NAME? | #NAME? | #NAME? | #NAME? | #NAME? | #NAME? | #NAME? | #NAME? | #NAME? | #NAME? | #NAME? | #NAME? | #NAME? | #NAME? | #NAME? | #NAME? | #NAME? | #NAME? | #NAME? | #NAME? | #NAME? | #NAME? | #NAME? | #NAME? | #NAME? | #NAME? | #NAME? | #NAME? | #NAME? | #NAME? | #NAME? | #NAME? | #NAME? | #NAME? | #NAME? | #NAME? | #NAME? | #NAME? | #NAME? | #NAME? | #NAME? | #NAME? | #NAME? | #NAME? | #NAME? | #NAME? | #NAME? | #NAME? | #NAME? | #NAME? | #NAME? | #NAME? | #NAME? | #NAME? | #NAME? | #NAME? | #NAME? | #NAME? | #NAME? | #NAME? | #NAME? | #NAME? | #NAME? | #NAME? | #NAME? | #NAME? | #NAME? | #NAME? | #NAME? | #NAME? | #NAME? | #NAME? | #NAME? | #NAME? | #NAME? | #NAME? | #NAME? | #NAME? | #NAME? | #NAME? | #NAME? | #NAME? | #NAME? | #NAME? | #NAME? | #NAME? | #NAME? | #NAME? | #NAME? | #NAME? | #NAME? | #NAME? | #NAME? | #NAME? | #NAME? | #NAME? | #NAME? | #NAME? | #NAME? | #NAME? | #NAME? | #NAME? | #NAME? | #NAME? | #NAME? | #NAME? | #NAME? | #NAME? | #NAME? | #NAME? | #NAME? | #NAME? | #NAME? | #NAME? | #NAME? | #NAME? | #NAME? | #NAME? | #NAME? | #NAME? | #NAME? | #NAME? | #NAME? | #NAME? | #NAME? | #NAME? | #NAME? | #NAME? | #NAME? | #NAME? | #NAME? | #NAME? | #NAME? | #NAME? | #NAME? | #NAME? | #NAME? | #NAME? | #NAME? | #NAME? | #NAME? | #NAME? | #NAME? | #NAME? | #NAME? | #NAME? | #NAME? | #NAME? | #NAME? | #NAME? | #NAME? | #NAME? | #NAME? | #NAME? | #NAME? | #NAME? | #NAME? | #NAME? | #NAME? | #NAME? | #NAME? | #NAME?
Auxiliar Payback | #NAME? | #NAME? | #NAME? | #NAME? | #NAME? | #NAME? | #NAME? | #NAME? | #NAME? | #NAME? | #NAME? | #NAME? | #NAME? | #NAME? | #NAME? | #NAME? | #NAME? | #NAME? | #NAME? | #NAME? | #NAME? | #NAME? | #NAME? | #NAME? | #NAME? | #NAME? | #NAME? | #NAME? | #NAME? | #NAME? | #NAME? | #NAME? | #NAME? | #NAME? | #NAME? | #NAME? | #NAME? | #NAME? | #NAME? | #NAME? | #NAME? | #NAME? | #NAME? | #NAME? | #NAME? | #NAME? | #NAME? | #NAME? | #NAME? | #NAME? | #NAME? | #NAME? | #NAME? | #NAME? | #NAME? | #NAME? | #NAME? | #NAME? | #NAME? | #NAME? | #NAME? | #NAME? | #NAME? | #NAME? | #NAME? | #NAME? | #NAME? | #NAME? | #NAME? | #NAME? | #NAME? | #NAME? | #NAME? | #NAME? | #NAME? | #NAME? | #NAME? | #NAME? | #NAME? | #NAME? | #NAME? | #NAME? | #NAME? | #NAME? | #NAME? | #NAME? | #NAME? | #NAME? | #NAME? | #NAME? | #NAME? | #NAME? | #NAME? | #NAME? | #NAME? | #NAME? | #NAME? | #NAME? | #NAME? | #NAME? | #NAME? | #NAME? | #NAME? | #NAME? | #NAME? | #NAME? | #NAME? | #NAME? | #NAME? | #NAME? | #NAME? | #NAME? | #NAME? | #NAME? | #NAME? | #NAME? | #NAME? | #NAME? | #NAME? | #NAME? | #NAME? | #NAME? | #NAME? | #NAME? | #NAME? | #NAME? | #NAME? | #NAME? | #NAME? | #NAME? | #NAME? | #NAME? | #NAME? | #NAME? | #NAME? | #NAME? | #NAME? | #NAME? | #NAME? | #NAME? | #NAME? | #NAME? | #NAME? | #NAME? | #NAME? | #NAME? | #NAME? | #NAME? | #NAME? | #NAME? | #NAME? | #NAME? | #NAME? | #NAME? | #NAME? | #NAME? | #NAME? | #NAME? | #NAME? | #NAME? | #NAME? | #NAME? | #NAME? | #NAME? | #NAME? | #NAME? | #NAME? | #NAME? | #NAME? | #NAME? | #NAME? | #NAME? | #NAME? | #NAME? | #NAME? | #NAME? | #NAME? | #NAME? | #NAME? | #NAME? | #NAME? | #NAME? | #NAME? | #NAME? | #NAME? | #NAME? | #NAME? | #NAME? | #NAME? | #NAME? | #NAME? | #NAME? | #NAME? | #NAME? | #NAME? | #NAME? | #NAME? | #NAME? | #NAME? | #NAME? | #NAME? | #NAME? | #NAME? | #NAME? | #NAME? | #NAME? | #NAME? | #NAME? | #NAME? | #NAME? | #NAME? | #NAME? | #NAME? | #NAME? | #NAME? | #NAME?
PAYBACK | #NAME?
TIR | #VALUE!
VPL | #NAME?
Note on A20: Felipe Andrade Lucci: Conforme apresentado no RL, não foram consideradas receitas de BCE.
Note on A31: Felipe Andrade Lucci: Conforme apresentado no RL, não foram consideradas receitas de negócios acessórios.
Note on A32: Felipe Andrade Lucci: Como simplificação do cálculo, considerada a venda de sucata convencional e de braço somente até o fim da modernização e de venda de LED somente a partir do fim da modernização.
Note on G44: Felipe Andrade Lucci: Para os pontos convencionais, foi considerado que os custos estão cobertos pelos materiais listados na modernização
Note on G45: Felipe Andrade Lucci: Para os pontos convencionais, foi considerado que os custos estão cobertos pelos materiais listados na modernização
Note on A47: Felipe Andrade Lucci: 13.2. A execução da PODA DE ÁRVORES pela CONCESSIONÁRIA será iniciada apenas a partir do início da FASE I.

## CMM4 - AUX DEPREC (hidden)
Ano |  | 1 | 1 | 1 | 1 | 1 | 1 | 1 | 1 | 1 | 1 | 1 | 1 | 2 | 2 | 2 | 2 | 2 | 2 | 2 | 2 | 2 | 2 | 2 | 2 | 3 | 3 | 3 | 3 | 3 | 3 | 3 | 3 | 3 | 3 | 3 | 3 | 4 | 4 | 4 | 4 | 4 | 4 | 4 | 4 | 4 | 4 | 4 | 4 | 5 | 5 | 5 | 5 | 5 | 5 | 5 | 5 | 5 | 5 | 5 | 5 | 6 | 6 | 6 | 6 | 6 | 6 | 6 | 6 | 6 | 6 | 6 | 6 | 7 | 7 | 7 | 7 | 7 | 7 | 7 | 7 | 7 | 7 | 7 | 7 | 8 | 8 | 8 | 8 | 8 | 8 | 8 | 8 | 8 | 8 | 8 | 8 | 9 | 9 | 9 | 9 | 9 | 9 | 9 | 9 | 9 | 9 | 9 | 9 | 10 | 10 | 10 | 10 | 10 | 10 | 10 | 10 | 10 | 10 | 10 | 10 | 11 | 11 | 11 | 11 | 11 | 11 | 11 | 11 | 11 | 11 | 11 | 11 | 12 | 12 | 12 | 12 | 12 | 12 | 12 | 12 | 12 | 12 | 12 | 12 | 13 | 13 | 13 | 13 | 13 | 13 | 13 | 13 | 13 | 13 | 13 | 13 | 14 | 14 | 14 | 14 | 14 | 14 | 14 | 14 | 14 | 14 | 14 | 14 | 15 | 15 | 15 | 15 | 15 | 15 | 15 | 15 | 15 | 15 | 15 | 15 | 16 | 16 | 16 | 16 | 16 | 16 | 16 | 16 | 16 | 16 | 16 | 16 | 17 | 17 | 17 | 17 | 17 | 17 | 17 | 17 | 17 | 17 | 17 | 17 | 18 | 18 | 18 | 18 | 18 | 18 | 18 | 18 | 18 | 18 | 18 | 18
Total | #NAME? | 0 | 0 | 0 | 0 | 0 | 0 | #NAME? | #NAME? | #NAME? | #NAME? | #NAME? | #NAME? | #NAME? | #NAME? | #NAME? | #NAME? | #NAME? | #NAME? | #NAME? | #NAME? | #NAME? | #NAME? | #NAME? | #NAME? | #NAME? | #NAME? | #NAME? | #NAME? | #NAME? | #NAME? | #NAME? | #NAME? | #NAME? | #NAME? | #NAME? | #NAME? | #NAME? | #NAME? | #NAME? | #NAME? | #NAME? | #NAME? | #NAME? | #NAME? | #NAME? | #NAME? | #NAME? | #NAME? | #NAME? | #NAME? | #NAME? | #NAME? | #NAME? | #NAME? | #NAME? | #NAME? | #NAME? | #NAME? | #NAME? | #NAME? | #NAME? | #NAME? | #NAME? | #NAME? | #NAME? | #NAME? | #NAME? | #NAME? | #NAME? | #NAME? | #NAME? | #NAME? | #NAME? | #NAME? | #NAME? | #NAME? | #NAME? | #NAME? | #NAME? | #NAME? | #NAME? | #NAME? | #NAME? | #NAME? | #NAME? | #NAME? | #NAME? | #NAME? | #NAME? | #NAME? | #NAME? | #NAME? | #NAME? | #NAME? | #NAME? | #NAME? | #NAME? | #NAME? | #NAME? | #NAME? | #NAME? | #NAME? | #NAME? | #NAME? | #NAME? | #NAME? | #NAME? | #NAME? | #NAME? | #NAME? | #NAME? | #NAME? | #NAME? | #NAME? | #NAME? | #NAME? | #NAME? | #NAME? | #NAME? | #NAME? | #NAME? | #NAME? | #NAME? | #NAME? | #NAME? | #NAME? | #NAME? | #NAME? | #NAME? | #NAME? | #NAME? | #NAME? | #NAME? | #NAME? | #NAME? | #NAME? | #NAME? | #NAME? | #NAME? | #NAME? | #NAME? | #NAME? | #NAME? | #NAME? | #NAME? | #NAME? | #NAME? | #NAME? | #NAME? | #NAME? | #NAME? | #NAME? | #NAME? | #NAME? | #NAME? | #NAME? | #NAME? | #NAME? | #NAME? | #NAME? | #NAME? | #NAME? | #NAME? | #NAME? | #NAME? | #NAME? | #NAME? | #NAME? | #NAME? | #NAME? | #NAME? | #NAME? | #NAME? | #NAME? | #NAME? | #NAME? | #NAME? | #NAME? | #NAME? | #NAME? | #NAME? | #NAME? | #NAME? | #NAME? | #NAME? | #NAME? | #NAME? | #NAME? | #NAME? | #NAME? | #NAME? | #NAME? | #NAME? | #NAME? | #NAME? | #NAME? | #NAME? | #NAME? | #NAME? | #NAME? | #NAME? | #NAME? | #NAME? | #NAME? | #NAME? | #NAME? | #NAME? | #NAME? | #NAME? | #NAME? | #NAME? | #NAME? | #NAME? | #NAME? | #NAME? | #NAME?
Mês | Referência | 1 | 2 | 3 | 4 | 5 | 6 | 7 | 8 | 9 | 10 | 11 | 12 | 13 | 14 | 15 | 16 | 17 | 18 | 19 | 20 | 21 | 22 | 23 | 24 | 25 | 26 | 27 | 28 | 29 | 30 | 31 | 32 | 33 | 34 | 35 | 36 | 37 | 38 | 39 | 40 | 41 | 42 | 43 | 44 | 45 | 46 | 47 | 48 | 49 | 50 | 51 | 52 | 53 | 54 | 55 | 56 | 57 | 58 | 59 | 60 | 61 | 62 | 63 | 64 | 65 | 66 | 67 | 68 | 69 | 70 | 71 | 72 | 73 | 74 | 75 | 76 | 77 | 78 | 79 | 80 | 81 | 82 | 83 | 84 | 85 | 86 | 87 | 88 | 89 | 90 | 91 | 92 | 93 | 94 | 95 | 96 | 97 | 98 | 99 | 100 | 101 | 102 | 103 | 104 | 105 | 106 | 107 | 108 | 109 | 110 | 111 | 112 | 113 | 114 | 115 | 116 | 117 | 118 | 119 | 120 | 121 | 122 | 123 | 124 | 125 | 126 | 127 | 128 | 129 | 130 | 131 | 132 | 133 | 134 | 135 | 136 | 137 | 138 | 139 | 140 | 141 | 142 | 143 | 144 | 145 | 146 | 147 | 148 | 149 | 150 | 151 | 152 | 153 | 154 | 155 | 156 | 157 | 158 | 159 | 160 | 161 | 162 | 163 | 164 | 165 | 166 | 167 | 168 | 169 | 170 | 171 | 172 | 173 | 174 | 175 | 176 | 177 | 178 | 179 | 180 | 181 | 182 | 183 | 184 | 185 | 186 | 187 | 188 | 189 | 190 | 191 | 192 | 193 | 194 | 195 | 196 | 197 | 198 | 199 | 200 | 201 | 202 | 203 | 204 | 205 | 206 | 207 | 208 | 209 | 210 | 211 | 212 | 213 | 214 | 215 | 216
1 | 0 | 0 | 0 | 0 | 0 | 0 | 0 | 0 | 0 | 0 | 0 | 0 | 0 | 0 | 0 | 0 | 0 | 0 | 0 | 0 | 0 | 0 | 0 | 0 | 0 | 0 | 0 | 0 | 0 | 0 | 0 | 0 | 0 | 0 | 0 | 0 | 0 | 0 | 0 | 0 | 0 | 0 | 0 | 0 | 0 | 0 | 0 | 0 | 0 | 0 | 0 | 0 | 0 | 0 | 0 | 0 | 0 | 0 | 0 | 0 | 0 | 0 | 0 | 0 | 0 | 0 | 0 | 0 | 0 | 0 | 0 | 0 | 0 | 0 | 0 | 0 | 0 | 0 | 0 | 0 | 0 | 0 | 0 | 0 | 0 | 0 | 0 | 0 | 0 | 0 | 0 | 0 | 0 | 0 | 0 | 0 | 0 | 0 | 0 | 0 | 0 | 0 | 0 | 0 | 0 | 0 | 0 | 0 | 0 | 0 | 0 | 0 | 0 | 0 | 0 | 0 | 0 | 0 | 0 | 0 | 0 | 0 | 0 | 0 | 0 | 0 | 0 | 0 | 0 | 0 | 0 | 0 | 0 | 0 | 0 | 0 | 0 | 0 | 0 | 0 | 0 | 0 | 0 | 0 | 0 | 0 | 0 | 0 | 0 | 0 | 0 | 0 | 0 | 0 | 0 | 0 | 0 | 0 | 0 | 0 | 0 | 0 | 0 | 0 | 0 | 0 | 0 | 0 | 0 | 0 | 0 | 0 | 0 | 0 | 0 | 0 | 0 | 0 | 0 | 0 | 0 | 0 | 0 | 0 | 0 | 0 | 0 | 0 | 0 | 0 | 0 | 0 | 0 | 0 | 0 | 0 | 0 | 0 | 0 | 0 | 0 | 0 | 0 | 0 | 0 | 0 | 0 | 0 | 0 | 0 | 0 | 0 | 0 | 0 | 0 | 0 | 0
2 | 0 |  | 0 | 0 | 0 | 0 | 0 | 0 | 0 | 0 | 0 | 0 | 0 | 0 | 0 | 0 | 0 | 0 | 0 | 0 | 0 | 0 | 0 | 0 | 0 | 0 | 0 | 0 | 0 | 0 | 0 | 0 | 0 | 0 | 0 | 0 | 0 | 0 | 0 | 0 | 0 | 0 | 0 | 0 | 0 | 0 | 0 | 0 | 0 | 0 | 0 | 0 | 0 | 0 | 0 | 0 | 0 | 0 | 0 | 0 | 0 | 0 | 0 | 0 | 0 | 0 | 0 | 0 | 0 | 0 | 0 | 0 | 0 | 0 | 0 | 0 | 0 | 0 | 0 | 0 | 0 | 0 | 0 | 0 | 0 | 0 | 0 | 0 | 0 | 0 | 0 | 0 | 0 | 0 | 0 | 0 | 0 | 0 | 0 | 0 | 0 | 0 | 0 | 0 | 0 | 0 | 0 | 0 | 0 | 0 | 0 | 0 | 0 | 0 | 0 | 0 | 0 | 0 | 0 | 0 | 0 | 0 | 0 | 0 | 0 | 0 | 0 | 0 | 0 | 0 | 0 | 0 | 0 | 0 | 0 | 0 | 0 | 0 | 0 | 0 | 0 | 0 | 0 | 0 | 0 | 0 | 0 | 0 | 0 | 0 | 0 | 0 | 0 | 0 | 0 | 0 | 0 | 0 | 0 | 0 | 0 | 0 | 0 | 0 | 0 | 0 | 0 | 0 | 0 | 0 | 0 | 0 | 0 | 0 | 0 | 0 | 0 | 0 | 0 | 0 | 0 | 0 | 0 | 0 | 0 | 0 | 0 | 0 | 0 | 0 | 0 | 0 | 0 | 0 | 0 | 0 | 0 | 0 | 0 | 0 | 0 | 0 | 0 | 0 | 0 | 0 | 0 | 0 | 0 | 0 | 0 | 0 | 0 | 0 | 0 | 0 | 0
3 | 0 |  |  | 0 | 0 | 0 | 0 | 0 | 0 | 0 | 0 | 0 | 0 | 0 | 0 | 0 | 0 | 0 | 0 | 0 | 0 | 0 | 0 | 0 | 0 | 0 | 0 | 0 | 0 | 0 | 0 | 0 | 0 | 0 | 0 | 0 | 0 | 0 | 0 | 0 | 0 | 0 | 0 | 0 | 0 | 0 | 0 | 0 | 0 | 0 | 0 | 0 | 0 | 0 | 0 | 0 | 0 | 0 | 0 | 0 | 0 | 0 | 0 | 0 | 0 | 0 | 0 | 0 | 0 | 0 | 0 | 0 | 0 | 0 | 0 | 0 | 0 | 0 | 0 | 0 | 0 | 0 | 0 | 0 | 0 | 0 | 0 | 0 | 0 | 0 | 0 | 0 | 0 | 0 | 0 | 0 | 0 | 0 | 0 | 0 | 0 | 0 | 0 | 0 | 0 | 0 | 0 | 0 | 0 | 0 | 0 | 0 | 0 | 0 | 0 | 0 | 0 | 0 | 0 | 0 | 0 | 0 | 0 | 0 | 0 | 0 | 0 | 0 | 0 | 0 | 0 | 0 | 0 | 0 | 0 | 0 | 0 | 0 | 0 | 0 | 0 | 0 | 0 | 0 | 0 | 0 | 0 | 0 | 0 | 0 | 0 | 0 | 0 | 0 | 0 | 0 | 0 | 0 | 0 | 0 | 0 | 0 | 0 | 0 | 0 | 0 | 0 | 0 | 0 | 0 | 0 | 0 | 0 | 0 | 0 | 0 | 0 | 0 | 0 | 0 | 0 | 0 | 0 | 0 | 0 | 0 | 0 | 0 | 0 | 0 | 0 | 0 | 0 | 0 | 0 | 0 | 0 | 0 | 0 | 0 | 0 | 0 | 0 | 0 | 0 | 0 | 0 | 0 | 0 | 0 | 0 | 0 | 0 | 0 | 0 | 0 | 0
4 | 0 |  |  |  | 0 | 0 | 0 | 0 | 0 | 0 | 0 | 0 | 0 | 0 | 0 | 0 | 0 | 0 | 0 | 0 | 0 | 0 | 0 | 0 | 0 | 0 | 0 | 0 | 0 | 0 | 0 | 0 | 0 | 0 | 0 | 0 | 0 | 0 | 0 | 0 | 0 | 0 | 0 | 0 | 0 | 0 | 0 | 0 | 0 | 0 | 0 | 0 | 0 | 0 | 0 | 0 | 0 | 0 | 0 | 0 | 0 | 0 | 0 | 0 | 0 | 0 | 0 | 0 | 0 | 0 | 0 | 0 | 0 | 0 | 0 | 0 | 0 | 0 | 0 | 0 | 0 | 0 | 0 | 0 | 0 | 0 | 0 | 0 | 0 | 0 | 0 | 0 | 0 | 0 | 0 | 0 | 0 | 0 | 0 | 0 | 0 | 0 | 0 | 0 | 0 | 0 | 0 | 0 | 0 | 0 | 0 | 0 | 0 | 0 | 0 | 0 | 0 | 0 | 0 | 0 | 0 | 0 | 0 | 0 | 0 | 0 | 0 | 0 | 0 | 0 | 0 | 0 | 0 | 0 | 0 | 0 | 0 | 0 | 0 | 0 | 0 | 0 | 0 | 0 | 0 | 0 | 0 | 0 | 0 | 0 | 0 | 0 | 0 | 0 | 0 | 0 | 0 | 0 | 0 | 0 | 0 | 0 | 0 | 0 | 0 | 0 | 0 | 0 | 0 | 0 | 0 | 0 | 0 | 0 | 0 | 0 | 0 | 0 | 0 | 0 | 0 | 0 | 0 | 0 | 0 | 0 | 0 | 0 | 0 | 0 | 0 | 0 | 0 | 0 | 0 | 0 | 0 | 0 | 0 | 0 | 0 | 0 | 0 | 0 | 0 | 0 | 0 | 0 | 0 | 0 | 0 | 0 | 0 | 0 | 0 | 0 | 0
5 | 0 |  |  |  |  | 0 | 0 | 0 | 0 | 0 | 0 | 0 | 0 | 0 | 0 | 0 | 0 | 0 | 0 | 0 | 0 | 0 | 0 | 0 | 0 | 0 | 0 | 0 | 0 | 0 | 0 | 0 | 0 | 0 | 0 | 0 | 0 | 0 | 0 | 0 | 0 | 0 | 0 | 0 | 0 | 0 | 0 | 0 | 0 | 0 | 0 | 0 | 0 | 0 | 0 | 0 | 0 | 0 | 0 | 0 | 0 | 0 | 0 | 0 | 0 | 0 | 0 | 0 | 0 | 0 | 0 | 0 | 0 | 0 | 0 | 0 | 0 | 0 | 0 | 0 | 0 | 0 | 0 | 0 | 0 | 0 | 0 | 0 | 0 | 0 | 0 | 0 | 0 | 0 | 0 | 0 | 0 | 0 | 0 | 0 | 0 | 0 | 0 | 0 | 0 | 0 | 0 | 0 | 0 | 0 | 0 | 0 | 0 | 0 | 0 | 0 | 0 | 0 | 0 | 0 | 0 | 0 | 0 | 0 | 0 | 0 | 0 | 0 | 0 | 0 | 0 | 0 | 0 | 0 | 0 | 0 | 0 | 0 | 0 | 0 | 0 | 0 | 0 | 0 | 0 | 0 | 0 | 0 | 0 | 0 | 0 | 0 | 0 | 0 | 0 | 0 | 0 | 0 | 0 | 0 | 0 | 0 | 0 | 0 | 0 | 0 | 0 | 0 | 0 | 0 | 0 | 0 | 0 | 0 | 0 | 0 | 0 | 0 | 0 | 0 | 0 | 0 | 0 | 0 | 0 | 0 | 0 | 0 | 0 | 0 | 0 | 0 | 0 | 0 | 0 | 0 | 0 | 0 | 0 | 0 | 0 | 0 | 0 | 0 | 0 | 0 | 0 | 0 | 0 | 0 | 0 | 0 | 0 | 0 | 0 | 0 | 0
6 | 0 | [5 empty] | 0 | 0 | 0 | 0 | 0 | 0 | 0 | 0 | 0 | 0 | 0 | 0 | 0 | 0 | 0 | 0 | 0 | 0 | 0 | 0 | 0 | 0 | 0 | 0 | 0 | 0 | 0 | 0 | 0 | 0 | 0 | 0 | 0 | 0 | 0 | 0 | 0 | 0 | 0 | 0 | 0 | 0 | 0 | 0 | 0 | 0 | 0 | 0 | 0 | 0 | 0 | 0 | 0 | 0 | 0 | 0 | 0 | 0 | 0 | 0 | 0 | 0 | 0 | 0 | 0 | 0 | 0 | 0 | 0 | 0 | 0 | 0 | 0 | 0 | 0 | 0 | 0 | 0 | 0 | 0 | 0 | 0 | 0 | 0 | 0 | 0 | 0 | 0 | 0 | 0 | 0 | 0 | 0 | 0 | 0 | 0 | 0 | 0 | 0 | 0 | 0 | 0 | 0 | 0 | 0 | 0 | 0 | 0 | 0 | 0 | 0 | 0 | 0 | 0 | 0 | 0 | 0 | 0 | 0 | 0 | 0 | 0 | 0 | 0 | 0 | 0 | 0 | 0 | 0 | 0 | 0 | 0 | 0 | 0 | 0 | 0 | 0 | 0 | 0 | 0 | 0 | 0 | 0 | 0 | 0 | 0 | 0 | 0 | 0 | 0 | 0 | 0 | 0 | 0 | 0 | 0 | 0 | 0 | 0 | 0 | 0 | 0 | 0 | 0 | 0 | 0 | 0 | 0 | 0 | 0 | 0 | 0 | 0 | 0 | 0 | 0 | 0 | 0 | 0 | 0 | 0 | 0 | 0 | 0 | 0 | 0 | 0 | 0 | 0 | 0 | 0 | 0 | 0 | 0 | 0 | 0 | 0 | 0 | 0 | 0 | 0 | 0 | 0 | 0 | 0 | 0 | 0 | 0 | 0 | 0 | 0
7 | #NAME? | [6 empty] | #NAME? | #NAME? | #NAME? | #NAME? | #NAME? | #NAME? | #NAME? | #NAME? | #NAME? | #NAME? | #NAME? | #NAME? | #NAME? | #NAME? | #NAME? | #NAME? | #NAME? | #NAME? | #NAME? | #NAME? | #NAME? | #NAME? | #NAME? | #NAME? | #NAME? | #NAME? | #NAME? | #NAME? | #NAME? | #NAME? | #NAME? | #NAME? | #NAME? | #NAME? | #NAME? | #NAME? | #NAME? | #NAME? | #NAME? | #NAME? | #NAME? | #NAME? | #NAME? | #NAME? | #NAME? | #NAME? | #NAME? | #NAME? | #NAME? | #NAME? | #NAME? | #NAME? | #NAME? | #NAME? | #NAME? | #NAME? | #NAME? | #NAME? | #NAME? | #NAME? | #NAME? | #NAME? | #NAME? | #NAME? | #NAME? | #NAME? | #NAME? | #NAME? | #NAME? | #NAME? | #NAME? | #NAME? | #NAME? | #NAME? | #NAME? | #NAME? | #NAME? | #NAME? | #NAME? | #NAME? | #NAME? | #NAME? | #NAME? | #NAME? | #NAME? | #NAME? | #NAME? | #NAME? | #NAME? | #NAME? | #NAME? | #NAME? | #NAME? | #NAME? | #NAME? | #NAME? | #NAME? | #NAME? | #NAME? | #NAME? | #NAME? | #NAME? | #NAME? | #NAME? | #NAME? | #NAME? | #NAME? | #NAME? | #NAME? | #NAME? | #NAME? | #NAME? | #NAME? | #NAME? | #NAME? | #NAME? | #NAME? | #NAME? | #NAME? | #NAME? | #NAME? | #NAME? | #NAME? | #NAME? | #NAME? | #NAME? | #NAME? | #NAME? | #NAME? | #NAME? | #NAME? | #NAME? | #NAME? | #NAME? | #NAME? | #NAME? | #NAME? | #NAME? | #NAME? | #NAME? | #NAME? | #NAME? | #NAME? | #NAME? | #NAME? | #NAME? | #NAME? | #NAME? | #NAME? | #NAME? | #NAME? | #NAME? | #NAME? | #NAME? | #NAME? | #NAME? | #NAME? | #NAME? | #NAME? | #NAME? | #NAME? | #NAME? | #NAME? | #NAME? | #NAME? | #NAME? | #NAME? | #NAME? | #NAME? | #NAME? | #NAME? | #NAME? | #NAME? | #NAME? | #NAME? | #NAME? | #NAME? | #NAME? | #NAME? | #NAME? | #NAME? | #NAME? | #NAME? | #NAME? | #NAME? | #NAME? | #NAME? | #NAME? | #NAME? | #NAME? | #NAME? | #NAME? | #NAME? | #NAME? | #NAME? | #NAME? | #NAME? | #NAME? | #NAME? | #NAME? | #NAME? | #NAME? | #NAME? | #NAME? | #NAME? | #NAME? | #NAME? | #NAME? | #NAME? | #NAME?
8 | #NAME? | [7 empty] | #NAME? | #NAME? | #NAME? | #NAME? | #NAME? | #NAME? | #NAME? | #NAME? | #NAME? | #NAME? | #NAME? | #NAME? | #NAME? | #NAME? | #NAME? | #NAME? | #NAME? | #NAME? | #NAME? | #NAME? | #NAME? | #NAME? | #NAME? | #NAME? | #NAME? | #NAME? | #NAME? | #NAME? | #NAME? | #NAME? | #NAME? | #NAME? | #NAME? | #NAME? | #NAME? | #NAME? | #NAME? | #NAME? | #NAME? | #NAME? | #NAME? | #NAME? | #NAME? | #NAME? | #NAME? | #NAME? | #NAME? | #NAME? | #NAME? | #NAME? | #NAME? | #NAME? | #NAME? | #NAME? | #NAME? | #NAME? | #NAME? | #NAME? | #NAME? | #NAME? | #NAME? | #NAME? | #NAME? | #NAME? | #NAME? | #NAME? | #NAME? | #NAME? | #NAME? | #NAME? | #NAME? | #NAME? | #NAME? | #NAME? | #NAME? | #NAME? | #NAME? | #NAME? | #NAME? | #NAME? | #NAME? | #NAME? | #NAME? | #NAME? | #NAME? | #NAME? | #NAME? | #NAME? | #NAME? | #NAME? | #NAME? | #NAME? | #NAME? | #NAME? | #NAME? | #NAME? | #NAME? | #NAME? | #NAME? | #NAME? | #NAME? | #NAME? | #NAME? | #NAME? | #NAME? | #NAME? | #NAME? | #NAME? | #NAME? | #NAME? | #NAME? | #NAME? | #NAME? | #NAME? | #NAME? | #NAME? | #NAME? | #NAME? | #NAME? | #NAME? | #NAME? | #NAME? | #NAME? | #NAME? | #NAME? | #NAME? | #NAME? | #NAME? | #NAME? | #NAME? | #NAME? | #NAME? | #NAME? | #NAME? | #NAME? | #NAME? | #NAME? | #NAME? | #NAME? | #NAME? | #NAME? | #NAME? | #NAME? | #NAME? | #NAME? | #NAME? | #NAME? | #NAME? | #NAME? | #NAME? | #NAME? | #NAME? | #NAME? | #NAME? | #NAME? | #NAME? | #NAME? | #NAME? | #NAME? | #NAME? | #NAME? | #NAME? | #NAME? | #NAME? | #NAME? | #NAME? | #NAME? | #NAME? | #NAME? | #NAME? | #NAME? | #NAME? | #NAME? | #NAME? | #NAME? | #NAME? | #NAME? | #NAME? | #NAME? | #NAME? | #NAME? | #NAME? | #NAME? | #NAME? | #NAME? | #NAME? | #NAME? | #NAME? | #NAME? | #NAME? | #NAME? | #NAME? | #NAME? | #NAME? | #NAME? | #NAME? | #NAME? | #NAME? | #NAME? | #NAME? | #NAME? | #NAME? | #NAME? | #NAME? | #NAME? | #NAME? | #NAME? | #NAME? | #NAME?
9 | #NAME? | [8 empty] | #NAME? | #NAME? | #NAME? | #NAME? | #NAME? | #NAME? | #NAME? | #NAME? | #NAME? | #NAME? | #NAME? | #NAME? | #NAME? | #NAME? | #NAME? | #NAME? | #NAME? | #NAME? | #NAME? | #NAME? | #NAME? | #NAME? | #NAME? | #NAME? | #NAME? | #NAME? | #NAME? | #NAME? | #NAME? | #NAME? | #NAME? | #NAME? | #NAME? | #NAME? | #NAME? | #NAME? | #NAME? | #NAME? | #NAME? | #NAME? | #NAME? | #NAME? | #NAME? | #NAME? | #NAME? | #NAME? | #NAME? | #NAME? | #NAME? | #NAME? | #NAME? | #NAME? | #NAME? | #NAME? | #NAME? | #NAME? | #NAME? | #NAME? | #NAME? | #NAME? | #NAME? | #NAME? | #NAME? | #NAME? | #NAME? | #NAME? | #NAME? | #NAME? | #NAME? | #NAME? | #NAME? | #NAME? | #NAME? | #NAME? | #NAME? | #NAME? | #NAME? | #NAME? | #NAME? | #NAME? | #NAME? | #NAME? | #NAME? | #NAME? | #NAME? | #NAME? | #NAME? | #NAME? | #NAME? | #NAME? | #NAME? | #NAME? | #NAME? | #NAME? | #NAME? | #NAME? | #NAME? | #NAME? | #NAME? | #NAME? | #NAME? | #NAME? | #NAME? | #NAME? | #NAME? | #NAME? | #NAME? | #NAME? | #NAME? | #NAME? | #NAME? | #NAME? | #NAME? | #NAME? | #NAME? | #NAME? | #NAME? | #NAME? | #NAME? | #NAME? | #NAME? | #NAME? | #NAME? | #NAME? | #NAME? | #NAME? | #NAME? | #NAME? | #NAME? | #NAME? | #NAME? | #NAME? | #NAME? | #NAME? | #NAME? | #NAME? | #NAME? | #NAME? | #NAME? | #NAME? | #NAME? | #NAME? | #NAME? | #NAME? | #NAME? | #NAME? | #NAME? | #NAME? | #NAME? | #NAME? | #NAME? | #NAME? | #NAME? | #NAME? | #NAME? | #NAME? | #NAME? | #NAME? | #NAME? | #NAME? | #NAME? | #NAME? | #NAME? | #NAME? | #NAME? | #NAME? | #NAME? | #NAME? | #NAME? | #NAME? | #NAME? | #NAME? | #NAME? | #NAME? | #NAME? | #NAME? | #NAME? | #NAME? | #NAME? | #NAME? | #NAME? | #NAME? | #NAME? | #NAME? | #NAME? | #NAME? | #NAME? | #NAME? | #NAME? | #NAME? | #NAME? | #NAME? | #NAME? | #NAME? | #NAME? | #NAME? | #NAME? | #NAME? | #NAME? | #NAME? | #NAME? | #NAME? | #NAME? | #NAME? | #NAME? | #NAME? | #NAME? | #NAME?
10 | #NAME? | [9 empty] | #NAME? | #NAME? | #NAME? | #NAME? | #NAME? | #NAME? | #NAME? | #NAME? | #NAME? | #NAME? | #NAME? | #NAME? | #NAME? | #NAME? | #NAME? | #NAME? | #NAME? | #NAME? | #NAME? | #NAME? | #NAME? | #NAME? | #NAME? | #NAME? | #NAME? | #NAME? | #NAME? | #NAME? | #NAME? | #NAME? | #NAME? | #NAME? | #NAME? | #NAME? | #NAME? | #NAME? | #NAME? | #NAME? | #NAME? | #NAME? | #NAME? | #NAME? | #NAME? | #NAME? | #NAME? | #NAME? | #NAME? | #NAME? | #NAME? | #NAME? | #NAME? | #NAME? | #NAME? | #NAME? | #NAME? | #NAME? | #NAME? | #NAME? | #NAME? | #NAME? | #NAME? | #NAME? | #NAME? | #NAME? | #NAME? | #NAME? | #NAME? | #NAME? | #NAME? | #NAME? | #NAME? | #NAME? | #NAME? | #NAME? | #NAME? | #NAME? | #NAME? | #NAME? | #NAME? | #NAME? | #NAME? | #NAME? | #NAME? | #NAME? | #NAME? | #NAME? | #NAME? | #NAME? | #NAME? | #NAME? | #NAME? | #NAME? | #NAME? | #NAME? | #NAME? | #NAME? | #NAME? | #NAME? | #NAME? | #NAME? | #NAME? | #NAME? | #NAME? | #NAME? | #NAME? | #NAME? | #NAME? | #NAME? | #NAME? | #NAME? | #NAME? | #NAME? | #NAME? | #NAME? | #NAME? | #NAME? | #NAME? | #NAME? | #NAME? | #NAME? | #NAME? | #NAME? | #NAME? | #NAME? | #NAME? | #NAME? | #NAME? | #NAME? | #NAME? | #NAME? | #NAME? | #NAME? | #NAME? | #NAME? | #NAME? | #NAME? | #NAME? | #NAME? | #NAME? | #NAME? | #NAME? | #NAME? | #NAME? | #NAME? | #NAME? | #NAME? | #NAME? | #NAME? | #NAME? | #NAME? | #NAME? | #NAME? | #NAME? | #NAME? | #NAME? | #NAME? | #NAME? | #NAME? | #NAME? | #NAME? | #NAME? | #NAME? | #NAME? | #NAME? | #NAME? | #NAME? | #NAME? | #NAME? | #NAME? | #NAME? | #NAME? | #NAME? | #NAME? | #NAME? | #NAME? | #NAME? | #NAME? | #NAME? | #NAME? | #NAME? | #NAME? | #NAME? | #NAME? | #NAME? | #NAME? | #NAME? | #NAME? | #NAME? | #NAME? | #NAME? | #NAME? | #NAME? | #NAME? | #NAME? | #NAME? | #NAME? | #NAME? | #NAME? | #NAME? | #NAME? | #NAME? | #NAME? | #NAME? | #NAME? | #NAME? | #NAME? | #NAME?
11 | #NAME? | [10 empty] | #NAME? | #NAME? | #NAME? | #NAME? | #NAME? | #NAME? | #NAME? | #NAME? | #NAME? | #NAME? | #NAME? | #NAME? | #NAME? | #NAME? | #NAME? | #NAME? | #NAME? | #NAME? | #NAME? | #NAME? | #NAME? | #NAME? | #NAME? | #NAME? | #NAME? | #NAME? | #NAME? | #NAME? | #NAME? | #NAME? | #NAME? | #NAME? | #NAME? | #NAME? | #NAME? | #NAME? | #NAME? | #NAME? | #NAME? | #NAME? | #NAME? | #NAME? | #NAME? | #NAME? | #NAME? | #NAME? | #NAME? | #NAME? | #NAME? | #NAME? | #NAME? | #NAME? | #NAME? | #NAME? | #NAME? | #NAME? | #NAME? | #NAME? | #NAME? | #NAME? | #NAME? | #NAME? | #NAME? | #NAME? | #NAME? | #NAME? | #NAME? | #NAME? | #NAME? | #NAME? | #NAME? | #NAME? | #NAME? | #NAME? | #NAME? | #NAME? | #NAME? | #NAME? | #NAME? | #NAME? | #NAME? | #NAME? | #NAME? | #NAME? | #NAME? | #NAME? | #NAME? | #NAME? | #NAME? | #NAME? | #NAME? | #NAME? | #NAME? | #NAME? | #NAME? | #NAME? | #NAME? | #NAME? | #NAME? | #NAME? | #NAME? | #NAME? | #NAME? | #NAME? | #NAME? | #NAME? | #NAME? | #NAME? | #NAME? | #NAME? | #NAME? | #NAME? | #NAME? | #NAME? | #NAME? | #NAME? | #NAME? | #NAME? | #NAME? | #NAME? | #NAME? | #NAME? | #NAME? | #NAME? | #NAME? | #NAME? | #NAME? | #NAME? | #NAME? | #NAME? | #NAME? | #NAME? | #NAME? | #NAME? | #NAME? | #NAME? | #NAME? | #NAME? | #NAME? | #NAME? | #NAME? | #NAME? | #NAME? | #NAME? | #NAME? | #NAME? | #NAME? | #NAME? | #NAME? | #NAME? | #NAME? | #NAME? | #NAME? | #NAME? | #NAME? | #NAME? | #NAME? | #NAME? | #NAME? | #NAME? | #NAME? | #NAME? | #NAME? | #NAME? | #NAME? | #NAME? | #NAME? | #NAME? | #NAME? | #NAME? | #NAME? | #NAME? | #NAME? | #NAME? | #NAME? | #NAME? | #NAME? | #NAME? | #NAME? | #NAME? | #NAME? | #NAME? | #NAME? | #NAME? | #NAME? | #NAME? | #NAME? | #NAME? | #NAME? | #NAME? | #NAME? | #NAME? | #NAME? | #NAME? | #NAME? | #NAME? | #NAME? | #NAME? | #NAME? | #NAME? | #NAME? | #NAME? | #NAME? | #NAME? | #NAME? | #NAME?
12 | #NAME? | [11 empty] | #NAME? | #NAME? | #NAME? | #NAME? | #NAME? | #NAME? | #NAME? | #NAME? | #NAME? | #NAME? | #NAME? | #NAME? | #NAME? | #NAME? | #NAME? | #NAME? | #NAME? | #NAME? | #NAME? | #NAME? | #NAME? | #NAME? | #NAME? | #NAME? | #NAME? | #NAME? | #NAME? | #NAME? | #NAME? | #NAME? | #NAME? | #NAME? | #NAME? | #NAME? | #NAME? | #NAME? | #NAME? | #NAME? | #NAME? | #NAME? | #NAME? | #NAME? | #NAME? | #NAME? | #NAME? | #NAME? | #NAME? | #NAME? | #NAME? | #NAME? | #NAME? | #NAME? | #NAME? | #NAME? | #NAME? | #NAME? | #NAME? | #NAME? | #NAME? | #NAME? | #NAME? | #NAME? | #NAME? | #NAME? | #NAME? | #NAME? | #NAME? | #NAME? | #NAME? | #NAME? | #NAME? | #NAME? | #NAME? | #NAME? | #NAME? | #NAME? | #NAME? | #NAME? | #NAME? | #NAME? | #NAME? | #NAME? | #NAME? | #NAME? | #NAME? | #NAME? | #NAME? | #NAME? | #NAME? | #NAME? | #NAME? | #NAME? | #NAME? | #NAME? | #NAME? | #NAME? | #NAME? | #NAME? | #NAME? | #NAME? | #NAME? | #NAME? | #NAME? | #NAME? | #NAME? | #NAME? | #NAME? | #NAME? | #NAME? | #NAME? | #NAME? | #NAME? | #NAME? | #NAME? | #NAME? | #NAME? | #NAME? | #NAME? | #NAME? | #NAME? | #NAME? | #NAME? | #NAME? | #NAME? | #NAME? | #NAME? | #NAME? | #NAME? | #NAME? | #NAME? | #NAME? | #NAME? | #NAME? | #NAME? | #NAME? | #NAME? | #NAME? | #NAME? | #NAME? | #NAME? | #NAME? | #NAME? | #NAME? | #NAME? | #NAME? | #NAME? | #NAME? | #NAME? | #NAME? | #NAME? | #NAME? | #NAME? | #NAME? | #NAME? | #NAME? | #NAME? | #NAME? | #NAME? | #NAME? | #NAME? | #NAME? | #NAME? | #NAME? | #NAME? | #NAME? | #NAME? | #NAME? | #NAME? | #NAME? | #NAME? | #NAME? | #NAME? | #NAME? | #NAME? | #NAME? | #NAME? | #NAME? | #NAME? | #NAME? | #NAME? | #NAME? | #NAME? | #NAME? | #NAME? | #NAME? | #NAME? | #NAME? | #NAME? | #NAME? | #NAME? | #NAME? | #NAME? | #NAME? | #NAME? | #NAME? | #NAME? | #NAME? | #NAME? | #NAME? | #NAME? | #NAME? | #NAME? | #NAME? | #NAME? | #NAME?
13 | #NAME? | [12 empty] | #NAME? | #NAME? | #NAME? | #NAME? | #NAME? | #NAME? | #NAME? | #NAME? | #NAME? | #NAME? | #NAME? | #NAME? | #NAME? | #NAME? | #NAME? | #NAME? | #NAME? | #NAME? | #NAME? | #NAME? | #NAME? | #NAME? | #NAME? | #NAME? | #NAME? | #NAME? | #NAME? | #NAME? | #NAME? | #NAME? | #NAME? | #NAME? | #NAME? | #NAME? | #NAME? | #NAME? | #NAME? | #NAME? | #NAME? | #NAME? | #NAME? | #NAME? | #NAME? | #NAME? | #NAME? | #NAME? | #NAME? | #NAME? | #NAME? | #NAME? | #NAME? | #NAME? | #NAME? | #NAME? | #NAME? | #NAME? | #NAME? | #NAME? | #NAME? | #NAME? | #NAME? | #NAME? | #NAME? | #NAME? | #NAME? | #NAME? | #NAME? | #NAME? | #NAME? | #NAME? | #NAME? | #NAME? | #NAME? | #NAME? | #NAME? | #NAME? | #NAME? | #NAME? | #NAME? | #NAME? | #NAME? | #NAME? | #NAME? | #NAME? | #NAME? | #NAME? | #NAME? | #NAME? | #NAME? | #NAME? | #NAME? | #NAME? | #NAME? | #NAME? | #NAME? | #NAME? | #NAME? | #NAME? | #NAME? | #NAME? | #NAME? | #NAME? | #NAME? | #NAME? | #NAME? | #NAME? | #NAME? | #NAME? | #NAME? | #NAME? | #NAME? | #NAME? | #NAME? | #NAME? | #NAME? | #NAME? | #NAME? | #NAME? | #NAME? | #NAME? | #NAME? | #NAME? | #NAME? | #NAME? | #NAME? | #NAME? | #NAME? | #NAME? | #NAME? | #NAME? | #NAME? | #NAME? | #NAME? | #NAME? | #NAME? | #NAME? | #NAME? | #NAME? | #NAME? | #NAME? | #NAME? | #NAME? | #NAME? | #NAME? | #NAME? | #NAME? | #NAME? | #NAME? | #NAME? | #NAME? | #NAME? | #NAME? | #NAME? | #NAME? | #NAME? | #NAME? | #NAME? | #NAME? | #NAME? | #NAME? | #NAME? | #NAME? | #NAME? | #NAME? | #NAME? | #NAME? | #NAME? | #NAME? | #NAME? | #NAME? | #NAME? | #NAME? | #NAME? | #NAME? | #NAME? | #NAME? | #NAME? | #NAME? | #NAME? | #NAME? | #NAME? | #NAME? | #NAME? | #NAME? | #NAME? | #NAME? | #NAME? | #NAME? | #NAME? | #NAME? | #NAME? | #NAME? | #NAME? | #NAME? | #NAME? | #NAME? | #NAME? | #NAME? | #NAME? | #NAME? | #NAME? | #NAME? | #NAME? | #NAME?
14 | #NAME? | [13 empty] | #NAME? | #NAME? | #NAME? | #NAME? | #NAME? | #NAME? | #NAME? | #NAME? | #NAME? | #NAME? | #NAME? | #NAME? | #NAME? | #NAME? | #NAME? | #NAME? | #NAME? | #NAME? | #NAME? | #NAME? | #NAME? | #NAME? | #NAME? | #NAME? | #NAME? | #NAME? | #NAME? | #NAME? | #NAME? | #NAME? | #NAME? | #NAME? | #NAME? | #NAME? | #NAME? | #NAME? | #NAME? | #NAME? | #NAME? | #NAME? | #NAME? | #NAME? | #NAME? | #NAME? | #NAME? | #NAME? | #NAME? | #NAME? | #NAME? | #NAME? | #NAME? | #NAME? | #NAME? | #NAME? | #NAME? | #NAME? | #NAME? | #NAME? | #NAME? | #NAME? | #NAME? | #NAME? | #NAME? | #NAME? | #NAME? | #NAME? | #NAME? | #NAME? | #NAME? | #NAME? | #NAME? | #NAME? | #NAME? | #NAME? | #NAME? | #NAME? | #NAME? | #NAME? | #NAME? | #NAME? | #NAME? | #NAME? | #NAME? | #NAME? | #NAME? | #NAME? | #NAME? | #NAME? | #NAME? | #NAME? | #NAME? | #NAME? | #NAME? | #NAME? | #NAME? | #NAME? | #NAME? | #NAME? | #NAME? | #NAME? | #NAME? | #NAME? | #NAME? | #NAME? | #NAME? | #NAME? | #NAME? | #NAME? | #NAME? | #NAME? | #NAME? | #NAME? | #NAME? | #NAME? | #NAME? | #NAME? | #NAME? | #NAME? | #NAME? | #NAME? | #NAME? | #NAME? | #NAME? | #NAME? | #NAME? | #NAME? | #NAME? | #NAME? | #NAME? | #NAME? | #NAME? | #NAME? | #NAME? | #NAME? | #NAME? | #NAME? | #NAME? | #NAME? | #NAME? | #NAME? | #NAME? | #NAME? | #NAME? | #NAME? | #NAME? | #NAME? | #NAME? | #NAME? | #NAME? | #NAME? | #NAME? | #NAME? | #NAME? | #NAME? | #NAME? | #NAME? | #NAME? | #NAME? | #NAME? | #NAME? | #NAME? | #NAME? | #NAME? | #NAME? | #NAME? | #NAME? | #NAME? | #NAME? | #NAME? | #NAME? | #NAME? | #NAME? | #NAME? | #NAME? | #NAME? | #NAME? | #NAME? | #NAME? | #NAME? | #NAME? | #NAME? | #NAME? | #NAME? | #NAME? | #NAME? | #NAME? | #NAME? | #NAME? | #NAME? | #NAME? | #NAME? | #NAME? | #NAME? | #NAME? | #NAME? | #NAME? | #NAME? | #NAME? | #NAME? | #NAME? | #NAME? | #NAME? | #NAME?
15 | #NAME? | [14 empty] | #NAME? | #NAME? | #NAME? | #NAME? | #NAME? | #NAME? | #NAME? | #NAME? | #NAME? | #NAME? | #NAME? | #NAME? | #NAME? | #NAME? | #NAME? | #NAME? | #NAME? | #NAME? | #NAME? | #NAME? | #NAME? | #NAME? | #NAME? | #NAME? | #NAME? | #NAME? | #NAME? | #NAME? | #NAME? | #NAME? | #NAME? | #NAME? | #NAME? | #NAME? | #NAME? | #NAME? | #NAME? | #NAME? | #NAME? | #NAME? | #NAME? | #NAME? | #NAME? | #NAME? | #NAME? | #NAME? | #NAME? | #NAME? | #NAME? | #NAME? | #NAME? | #NAME? | #NAME? | #NAME? | #NAME? | #NAME? | #NAME? | #NAME? | #NAME? | #NAME? | #NAME? | #NAME? | #NAME? | #NAME? | #NAME? | #NAME? | #NAME? | #NAME? | #NAME? | #NAME? | #NAME? | #NAME? | #NAME? | #NAME? | #NAME? | #NAME? | #NAME? | #NAME? | #NAME? | #NAME? | #NAME? | #NAME? | #NAME? | #NAME? | #NAME? | #NAME? | #NAME? | #NAME? | #NAME? | #NAME? | #NAME? | #NAME? | #NAME? | #NAME? | #NAME? | #NAME? | #NAME? | #NAME? | #NAME? | #NAME? | #NAME? | #NAME? | #NAME? | #NAME? | #NAME? | #NAME? | #NAME? | #NAME? | #NAME? | #NAME? | #NAME? | #NAME? | #NAME? | #NAME? | #NAME? | #NAME? | #NAME? | #NAME? | #NAME? | #NAME? | #NAME? | #NAME? | #NAME? | #NAME? | #NAME? | #NAME? | #NAME? | #NAME? | #NAME? | #NAME? | #NAME? | #NAME? | #NAME? | #NAME? | #NAME? | #NAME? | #NAME? | #NAME? | #NAME? | #NAME? | #NAME? | #NAME? | #NAME? | #NAME? | #NAME? | #NAME? | #NAME? | #NAME? | #NAME? | #NAME? | #NAME? | #NAME? | #NAME? | #NAME? | #NAME? | #NAME? | #NAME? | #NAME? | #NAME? | #NAME? | #NAME? | #NAME? | #NAME? | #NAME? | #NAME? | #NAME? | #NAME? | #NAME? | #NAME? | #NAME? | #NAME? | #NAME? | #NAME? | #NAME? | #NAME? | #NAME? | #NAME? | #NAME? | #NAME? | #NAME? | #NAME? | #NAME? | #NAME? | #NAME? | #NAME? | #NAME? | #NAME? | #NAME? | #NAME? | #NAME? | #NAME? | #NAME? | #NAME? | #NAME? | #NAME? | #NAME? | #NAME? | #NAME? | #NAME? | #NAME? | #NAME? | #NAME?
16 | #NAME? | [15 empty] | #NAME? | #NAME? | #NAME? | #NAME? | #NAME? | #NAME? | #NAME? | #NAME? | #NAME? | #NAME? | #NAME? | #NAME? | #NAME? | #NAME? | #NAME? | #NAME? | #NAME? | #NAME? | #NAME? | #NAME? | #NAME? | #NAME? | #NAME? | #NAME? | #NAME? | #NAME? | #NAME? | #NAME? | #NAME? | #NAME? | #NAME? | #NAME? | #NAME? | #NAME? | #NAME? | #NAME? | #NAME? | #NAME? | #NAME? | #NAME? | #NAME? | #NAME? | #NAME? | #NAME? | #NAME? | #NAME? | #NAME? | #NAME? | #NAME? | #NAME? | #NAME? | #NAME? | #NAME? | #NAME? | #NAME? | #NAME? | #NAME? | #NAME? | #NAME? | #NAME? | #NAME? | #NAME? | #NAME? | #NAME? | #NAME? | #NAME? | #NAME? | #NAME? | #NAME? | #NAME? | #NAME? | #NAME? | #NAME? | #NAME? | #NAME? | #NAME? | #NAME? | #NAME? | #NAME? | #NAME? | #NAME? | #NAME? | #NAME? | #NAME? | #NAME? | #NAME? | #NAME? | #NAME? | #NAME? | #NAME? | #NAME? | #NAME? | #NAME? | #NAME? | #NAME? | #NAME? | #NAME? | #NAME? | #NAME? | #NAME? | #NAME? | #NAME? | #NAME? | #NAME? | #NAME? | #NAME? | #NAME? | #NAME? | #NAME? | #NAME? | #NAME? | #NAME? | #NAME? | #NAME? | #NAME? | #NAME? | #NAME? | #NAME? | #NAME? | #NAME? | #NAME? | #NAME? | #NAME? | #NAME? | #NAME? | #NAME? | #NAME? | #NAME? | #NAME? | #NAME? | #NAME? | #NAME? | #NAME? | #NAME? | #NAME? | #NAME? | #NAME? | #NAME? | #NAME? | #NAME? | #NAME? | #NAME? | #NAME? | #NAME? | #NAME? | #NAME? | #NAME? | #NAME? | #NAME? | #NAME? | #NAME? | #NAME? | #NAME? | #NAME? | #NAME? | #NAME? | #NAME? | #NAME? | #NAME? | #NAME? | #NAME? | #NAME? | #NAME? | #NAME? | #NAME? | #NAME? | #NAME? | #NAME? | #NAME? | #NAME? | #NAME? | #NAME? | #NAME? | #NAME? | #NAME? | #NAME? | #NAME? | #NAME? | #NAME? | #NAME? | #NAME? | #NAME? | #NAME? | #NAME? | #NAME? | #NAME? | #NAME? | #NAME? | #NAME? | #NAME? | #NAME? | #NAME? | #NAME? | #NAME? | #NAME? | #NAME? | #NAME? | #NAME? | #NAME? | #NAME? | #NAME?
17 | #NAME? | [16 empty] | #NAME? | #NAME? | #NAME? | #NAME? | #NAME? | #NAME? | #NAME? | #NAME? | #NAME? | #NAME? | #NAME? | #NAME? | #NAME? | #NAME? | #NAME? | #NAME? | #NAME? | #NAME? | #NAME? | #NAME? | #NAME? | #NAME? | #NAME? | #NAME? | #NAME? | #NAME? | #NAME? | #NAME? | #NAME? | #NAME? | #NAME? | #NAME? | #NAME? | #NAME? | #NAME? | #NAME? | #NAME? | #NAME? | #NAME? | #NAME? | #NAME? | #NAME? | #NAME? | #NAME? | #NAME? | #NAME? | #NAME? | #NAME? | #NAME? | #NAME? | #NAME? | #NAME? | #NAME? | #NAME? | #NAME? | #NAME? | #NAME? | #NAME? | #NAME? | #NAME? | #NAME? | #NAME? | #NAME? | #NAME? | #NAME? | #NAME? | #NAME? | #NAME? | #NAME? | #NAME? | #NAME? | #NAME? | #NAME? | #NAME? | #NAME? | #NAME? | #NAME? | #NAME? | #NAME? | #NAME? | #NAME? | #NAME? | #NAME? | #NAME? | #NAME? | #NAME? | #NAME? | #NAME? | #NAME? | #NAME? | #NAME? | #NAME? | #NAME? | #NAME? | #NAME? | #NAME? | #NAME? | #NAME? | #NAME? | #NAME? | #NAME? | #NAME? | #NAME? | #NAME? | #NAME? | #NAME? | #NAME? | #NAME? | #NAME? | #NAME? | #NAME? | #NAME? | #NAME? | #NAME? | #NAME? | #NAME? | #NAME? | #NAME? | #NAME? | #NAME? | #NAME? | #NAME? | #NAME? | #NAME? | #NAME? | #NAME? | #NAME? | #NAME? | #NAME? | #NAME? | #NAME? | #NAME? | #NAME? | #NAME? | #NAME? | #NAME? | #NAME? | #NAME? | #NAME? | #NAME? | #NAME? | #NAME? | #NAME? | #NAME? | #NAME? | #NAME? | #NAME? | #NAME? | #NAME? | #NAME? | #NAME? | #NAME? | #NAME? | #NAME? | #NAME? | #NAME? | #NAME? | #NAME? | #NAME? | #NAME? | #NAME? | #NAME? | #NAME? | #NAME? | #NAME? | #NAME? | #NAME? | #NAME? | #NAME? | #NAME? | #NAME? | #NAME? | #NAME? | #NAME? | #NAME? | #NAME? | #NAME? | #NAME? | #NAME? | #NAME? | #NAME? | #NAME? | #NAME? | #NAME? | #NAME? | #NAME? | #NAME? | #NAME? | #NAME? | #NAME? | #NAME? | #NAME? | #NAME? | #NAME? | #NAME? | #NAME? | #NAME? | #NAME? | #NAME? | #NAME?
18 | #NAME? | [17 empty] | #NAME? | #NAME? | #NAME? | #NAME? | #NAME? | #NAME? | #NAME? | #NAME? | #NAME? | #NAME? | #NAME? | #NAME? | #NAME? | #NAME? | #NAME? | #NAME? | #NAME? | #NAME? | #NAME? | #NAME? | #NAME? | #NAME? | #NAME? | #NAME? | #NAME? | #NAME? | #NAME? | #NAME? | #NAME? | #NAME? | #NAME? | #NAME? | #NAME? | #NAME? | #NAME? | #NAME? | #NAME? | #NAME? | #NAME? | #NAME? | #NAME? | #NAME? | #NAME? | #NAME? | #NAME? | #NAME? | #NAME? | #NAME? | #NAME? | #NAME? | #NAME? | #NAME? | #NAME? | #NAME? | #NAME? | #NAME? | #NAME? | #NAME? | #NAME? | #NAME? | #NAME? | #NAME? | #NAME? | #NAME? | #NAME? | #NAME? | #NAME? | #NAME? | #NAME? | #NAME? | #NAME? | #NAME? | #NAME? | #NAME? | #NAME? | #NAME? | #NAME? | #NAME? | #NAME? | #NAME? | #NAME? | #NAME? | #NAME? | #NAME? | #NAME? | #NAME? | #NAME? | #NAME? | #NAME? | #NAME? | #NAME? | #NAME? | #NAME? | #NAME? | #NAME? | #NAME? | #NAME? | #NAME? | #NAME? | #NAME? | #NAME? | #NAME? | #NAME? | #NAME? | #NAME? | #NAME? | #NAME? | #NAME? | #NAME? | #NAME? | #NAME? | #NAME? | #NAME? | #NAME? | #NAME? | #NAME? | #NAME? | #NAME? | #NAME? | #NAME? | #NAME? | #NAME? | #NAME? | #NAME? | #NAME? | #NAME? | #NAME? | #NAME? | #NAME? | #NAME? | #NAME? | #NAME? | #NAME? | #NAME? | #NAME? | #NAME? | #NAME? | #NAME? | #NAME? | #NAME? | #NAME? | #NAME? | #NAME? | #NAME? | #NAME? | #NAME? | #NAME? | #NAME? | #NAME? | #NAME? | #NAME? | #NAME? | #NAME? | #NAME? | #NAME? | #NAME? | #NAME? | #NAME? | #NAME? | #NAME? | #NAME? | #NAME? | #NAME? | #NAME? | #NAME? | #NAME? | #NAME? | #NAME? | #NAME? | #NAME? | #NAME? | #NAME? | #NAME? | #NAME? | #NAME? | #NAME? | #NAME? | #NAME? | #NAME? | #NAME? | #NAME? | #NAME? | #NAME? | #NAME? | #NAME? | #NAME? | #NAME? | #NAME? | #NAME? | #NAME? | #NAME? | #NAME? | #NAME? | #NAME? | #NAME? | #NAME? | #NAME? | #NAME? | #NAME?
19 | 0 | [18 empty] | 0 | 0 | 0 | 0 | 0 | 0 | 0 | 0 | 0 | 0 | 0 | 0 | 0 | 0 | 0 | 0 | 0 | 0 | 0 | 0 | 0 | 0 | 0 | 0 | 0 | 0 | 0 | 0 | 0 | 0 | 0 | 0 | 0 | 0 | 0 | 0 | 0 | 0 | 0 | 0 | 0 | 0 | 0 | 0 | 0 | 0 | 0 | 0 | 0 | 0 | 0 | 0 | 0 | 0 | 0 | 0 | 0 | 0 | 0 | 0 | 0 | 0 | 0 | 0 | 0 | 0 | 0 | 0 | 0 | 0 | 0 | 0 | 0 | 0 | 0 | 0 | 0 | 0 | 0 | 0 | 0 | 0 | 0 | 0 | 0 | 0 | 0 | 0 | 0 | 0 | 0 | 0 | 0 | 0 | 0 | 0 | 0 | 0 | 0 | 0 | 0 | 0 | 0 | 0 | 0 | 0 | 0 | 0 | 0 | 0 | 0 | 0 | 0 | 0 | 0 | 0 | 0 | 0 | 0 | 0 | 0 | 0 | 0 | 0 | 0 | 0 | 0 | 0 | 0 | 0 | 0 | 0 | 0 | 0 | 0 | 0 | 0 | 0 | 0 | 0 | 0 | 0 | 0 | 0 | 0 | 0 | 0 | 0 | 0 | 0 | 0 | 0 | 0 | 0 | 0 | 0 | 0 | 0 | 0 | 0 | 0 | 0 | 0 | 0 | 0 | 0 | 0 | 0 | 0 | 0 | 0 | 0 | 0 | 0 | 0 | 0 | 0 | 0 | 0 | 0 | 0 | 0 | 0 | 0 | 0 | 0 | 0 | 0 | 0 | 0 | 0 | 0 | 0 | 0 | 0 | 0 | 0 | 0
20 | 0 | [19 empty] | 0 | 0 | 0 | 0 | 0 | 0 | 0 | 0 | 0 | 0 | 0 | 0 | 0 | 0 | 0 | 0 | 0 | 0 | 0 | 0 | 0 | 0 | 0 | 0 | 0 | 0 | 0 | 0 | 0 | 0 | 0 | 0 | 0 | 0 | 0 | 0 | 0 | 0 | 0 | 0 | 0 | 0 | 0 | 0 | 0 | 0 | 0 | 0 | 0 | 0 | 0 | 0 | 0 | 0 | 0 | 0 | 0 | 0 | 0 | 0 | 0 | 0 | 0 | 0 | 0 | 0 | 0 | 0 | 0 | 0 | 0 | 0 | 0 | 0 | 0 | 0 | 0 | 0 | 0 | 0 | 0 | 0 | 0 | 0 | 0 | 0 | 0 | 0 | 0 | 0 | 0 | 0 | 0 | 0 | 0 | 0 | 0 | 0 | 0 | 0 | 0 | 0 | 0 | 0 | 0 | 0 | 0 | 0 | 0 | 0 | 0 | 0 | 0 | 0 | 0 | 0 | 0 | 0 | 0 | 0 | 0 | 0 | 0 | 0 | 0 | 0 | 0 | 0 | 0 | 0 | 0 | 0 | 0 | 0 | 0 | 0 | 0 | 0 | 0 | 0 | 0 | 0 | 0 | 0 | 0 | 0 | 0 | 0 | 0 | 0 | 0 | 0 | 0 | 0 | 0 | 0 | 0 | 0 | 0 | 0 | 0 | 0 | 0 | 0 | 0 | 0 | 0 | 0 | 0 | 0 | 0 | 0 | 0 | 0 | 0 | 0 | 0 | 0 | 0 | 0 | 0 | 0 | 0 | 0 | 0 | 0 | 0 | 0 | 0 | 0 | 0 | 0 | 0 | 0 | 0 | 0 | 0
21 | 0 | [20 empty] | 0 | 0 | 0 | 0 | 0 | 0 | 0 | 0 | 0 | 0 | 0 | 0 | 0 | 0 | 0 | 0 | 0 | 0 | 0 | 0 | 0 | 0 | 0 | 0 | 0 | 0 | 0 | 0 | 0 | 0 | 0 | 0 | 0 | 0 | 0 | 0 | 0 | 0 | 0 | 0 | 0 | 0 | 0 | 0 | 0 | 0 | 0 | 0 | 0 | 0 | 0 | 0 | 0 | 0 | 0 | 0 | 0 | 0 | 0 | 0 | 0 | 0 | 0 | 0 | 0 | 0 | 0 | 0 | 0 | 0 | 0 | 0 | 0 | 0 | 0 | 0 | 0 | 0 | 0 | 0 | 0 | 0 | 0 | 0 | 0 | 0 | 0 | 0 | 0 | 0 | 0 | 0 | 0 | 0 | 0 | 0 | 0 | 0 | 0 | 0 | 0 | 0 | 0 | 0 | 0 | 0 | 0 | 0 | 0 | 0 | 0 | 0 | 0 | 0 | 0 | 0 | 0 | 0 | 0 | 0 | 0 | 0 | 0 | 0 | 0 | 0 | 0 | 0 | 0 | 0 | 0 | 0 | 0 | 0 | 0 | 0 | 0 | 0 | 0 | 0 | 0 | 0 | 0 | 0 | 0 | 0 | 0 | 0 | 0 | 0 | 0 | 0 | 0 | 0 | 0 | 0 | 0 | 0 | 0 | 0 | 0 | 0 | 0 | 0 | 0 | 0 | 0 | 0 | 0 | 0 | 0 | 0 | 0 | 0 | 0 | 0 | 0 | 0 | 0 | 0 | 0 | 0 | 0 | 0 | 0 | 0 | 0 | 0 | 0 | 0 | 0 | 0 | 0 | 0 | 0 | 0
22 | 0 | [21 empty] | 0 | 0 | 0 | 0 | 0 | 0 | 0 | 0 | 0 | 0 | 0 | 0 | 0 | 0 | 0 | 0 | 0 | 0 | 0 | 0 | 0 | 0 | 0 | 0 | 0 | 0 | 0 | 0 | 0 | 0 | 0 | 0 | 0 | 0 | 0 | 0 | 0 | 0 | 0 | 0 | 0 | 0 | 0 | 0 | 0 | 0 | 0 | 0 | 0 | 0 | 0 | 0 | 0 | 0 | 0 | 0 | 0 | 0 | 0 | 0 | 0 | 0 | 0 | 0 | 0 | 0 | 0 | 0 | 0 | 0 | 0 | 0 | 0 | 0 | 0 | 0 | 0 | 0 | 0 | 0 | 0 | 0 | 0 | 0 | 0 | 0 | 0 | 0 | 0 | 0 | 0 | 0 | 0 | 0 | 0 | 0 | 0 | 0 | 0 | 0 | 0 | 0 | 0 | 0 | 0 | 0 | 0 | 0 | 0 | 0 | 0 | 0 | 0 | 0 | 0 | 0 | 0 | 0 | 0 | 0 | 0 | 0 | 0 | 0 | 0 | 0 | 0 | 0 | 0 | 0 | 0 | 0 | 0 | 0 | 0 | 0 | 0 | 0 | 0 | 0 | 0 | 0 | 0 | 0 | 0 | 0 | 0 | 0 | 0 | 0 | 0 | 0 | 0 | 0 | 0 | 0 | 0 | 0 | 0 | 0 | 0 | 0 | 0 | 0 | 0 | 0 | 0 | 0 | 0 | 0 | 0 | 0 | 0 | 0 | 0 | 0 | 0 | 0 | 0 | 0 | 0 | 0 | 0 | 0 | 0 | 0 | 0 | 0 | 0 | 0 | 0 | 0 | 0 | 0 | 0
23 | 0 | [22 empty] | 0 | 0 | 0 | 0 | 0 | 0 | 0 | 0 | 0 | 0 | 0 | 0 | 0 | 0 | 0 | 0 | 0 | 0 | 0 | 0 | 0 | 0 | 0 | 0 | 0 | 0 | 0 | 0 | 0 | 0 | 0 | 0 | 0 | 0 | 0 | 0 | 0 | 0 | 0 | 0 | 0 | 0 | 0 | 0 | 0 | 0 | 0 | 0 | 0 | 0 | 0 | 0 | 0 | 0 | 0 | 0 | 0 | 0 | 0 | 0 | 0 | 0 | 0 | 0 | 0 | 0 | 0 | 0 | 0 | 0 | 0 | 0 | 0 | 0 | 0 | 0 | 0 | 0 | 0 | 0 | 0 | 0 | 0 | 0 | 0 | 0 | 0 | 0 | 0 | 0 | 0 | 0 | 0 | 0 | 0 | 0 | 0 | 0 | 0 | 0 | 0 | 0 | 0 | 0 | 0 | 0 | 0 | 0 | 0 | 0 | 0 | 0 | 0 | 0 | 0 | 0 | 0 | 0 | 0 | 0 | 0 | 0 | 0 | 0 | 0 | 0 | 0 | 0 | 0 | 0 | 0 | 0 | 0 | 0 | 0 | 0 | 0 | 0 | 0 | 0 | 0 | 0 | 0 | 0 | 0 | 0 | 0 | 0 | 0 | 0 | 0 | 0 | 0 | 0 | 0 | 0 | 0 | 0 | 0 | 0 | 0 | 0 | 0 | 0 | 0 | 0 | 0 | 0 | 0 | 0 | 0 | 0 | 0 | 0 | 0 | 0 | 0 | 0 | 0 | 0 | 0 | 0 | 0 | 0 | 0 | 0 | 0 | 0 | 0 | 0 | 0 | 0 | 0 | 0
24 | 0 | [23 empty] | 0 | 0 | 0 | 0 | 0 | 0 | 0 | 0 | 0 | 0 | 0 | 0 | 0 | 0 | 0 | 0 | 0 | 0 | 0 | 0 | 0 | 0 | 0 | 0 | 0 | 0 | 0 | 0 | 0 | 0 | 0 | 0 | 0 | 0 | 0 | 0 | 0 | 0 | 0 | 0 | 0 | 0 | 0 | 0 | 0 | 0 | 0 | 0 | 0 | 0 | 0 | 0 | 0 | 0 | 0 | 0 | 0 | 0 | 0 | 0 | 0 | 0 | 0 | 0 | 0 | 0 | 0 | 0 | 0 | 0 | 0 | 0 | 0 | 0 | 0 | 0 | 0 | 0 | 0 | 0 | 0 | 0 | 0 | 0 | 0 | 0 | 0 | 0 | 0 | 0 | 0 | 0 | 0 | 0 | 0 | 0 | 0 | 0 | 0 | 0 | 0 | 0 | 0 | 0 | 0 | 0 | 0 | 0 | 0 | 0 | 0 | 0 | 0 | 0 | 0 | 0 | 0 | 0 | 0 | 0 | 0 | 0 | 0 | 0 | 0 | 0 | 0 | 0 | 0 | 0 | 0 | 0 | 0 | 0 | 0 | 0 | 0 | 0 | 0 | 0 | 0 | 0 | 0 | 0 | 0 | 0 | 0 | 0 | 0 | 0 | 0 | 0 | 0 | 0 | 0 | 0 | 0 | 0 | 0 | 0 | 0 | 0 | 0 | 0 | 0 | 0 | 0 | 0 | 0 | 0 | 0 | 0 | 0 | 0 | 0 | 0 | 0 | 0 | 0 | 0 | 0 | 0 | 0 | 0 | 0 | 0 | 0 | 0 | 0 | 0 | 0 | 0 | 0
25 | 0 | [24 empty] | 0 | 0 | 0 | 0 | 0 | 0 | 0 | 0 | 0 | 0 | 0 | 0 | 0 | 0 | 0 | 0 | 0 | 0 | 0 | 0 | 0 | 0 | 0 | 0 | 0 | 0 | 0 | 0 | 0 | 0 | 0 | 0 | 0 | 0 | 0 | 0 | 0 | 0 | 0 | 0 | 0 | 0 | 0 | 0 | 0 | 0 | 0 | 0 | 0 | 0 | 0 | 0 | 0 | 0 | 0 | 0 | 0 | 0 | 0 | 0 | 0 | 0 | 0 | 0 | 0 | 0 | 0 | 0 | 0 | 0 | 0 | 0 | 0 | 0 | 0 | 0 | 0 | 0 | 0 | 0 | 0 | 0 | 0 | 0 | 0 | 0 | 0 | 0 | 0 | 0 | 0 | 0 | 0 | 0 | 0 | 0 | 0 | 0 | 0 | 0 | 0 | 0 | 0 | 0 | 0 | 0 | 0 | 0 | 0 | 0 | 0 | 0 | 0 | 0 | 0 | 0 | 0 | 0 | 0 | 0 | 0 | 0 | 0 | 0 | 0 | 0 | 0 | 0 | 0 | 0 | 0 | 0 | 0 | 0 | 0 | 0 | 0 | 0 | 0 | 0 | 0 | 0 | 0 | 0 | 0 | 0 | 0 | 0 | 0 | 0 | 0 | 0 | 0 | 0 | 0 | 0 | 0 | 0 | 0 | 0 | 0 | 0 | 0 | 0 | 0 | 0 | 0 | 0 | 0 | 0 | 0 | 0 | 0 | 0 | 0 | 0 | 0 | 0 | 0 | 0 | 0 | 0 | 0 | 0 | 0 | 0 | 0 | 0 | 0 | 0 | 0 | 0
26 | 0 | [25 empty] | 0 | 0 | 0 | 0 | 0 | 0 | 0 | 0 | 0 | 0 | 0 | 0 | 0 | 0 | 0 | 0 | 0 | 0 | 0 | 0 | 0 | 0 | 0 | 0 | 0 | 0 | 0 | 0 | 0 | 0 | 0 | 0 | 0 | 0 | 0 | 0 | 0 | 0 | 0 | 0 | 0 | 0 | 0 | 0 | 0 | 0 | 0 | 0 | 0 | 0 | 0 | 0 | 0 | 0 | 0 | 0 | 0 | 0 | 0 | 0 | 0 | 0 | 0 | 0 | 0 | 0 | 0 | 0 | 0 | 0 | 0 | 0 | 0 | 0 | 0 | 0 | 0 | 0 | 0 | 0 | 0 | 0 | 0 | 0 | 0 | 0 | 0 | 0 | 0 | 0 | 0 | 0 | 0 | 0 | 0 | 0 | 0 | 0 | 0 | 0 | 0 | 0 | 0 | 0 | 0 | 0 | 0 | 0 | 0 | 0 | 0 | 0 | 0 | 0 | 0 | 0 | 0 | 0 | 0 | 0 | 0 | 0 | 0 | 0 | 0 | 0 | 0 | 0 | 0 | 0 | 0 | 0 | 0 | 0 | 0 | 0 | 0 | 0 | 0 | 0 | 0 | 0 | 0 | 0 | 0 | 0 | 0 | 0 | 0 | 0 | 0 | 0 | 0 | 0 | 0 | 0 | 0 | 0 | 0 | 0 | 0 | 0 | 0 | 0 | 0 | 0 | 0 | 0 | 0 | 0 | 0 | 0 | 0 | 0 | 0 | 0 | 0 | 0 | 0 | 0 | 0 | 0 | 0 | 0 | 0 | 0 | 0 | 0 | 0 | 0 | 0
27 | 0 | [26 empty] | 0 | 0 | 0 | 0 | 0 | 0 | 0 | 0 | 0 | 0 | 0 | 0 | 0 | 0 | 0 | 0 | 0 | 0 | 0 | 0 | 0 | 0 | 0 | 0 | 0 | 0 | 0 | 0 | 0 | 0 | 0 | 0 | 0 | 0 | 0 | 0 | 0 | 0 | 0 | 0 | 0 | 0 | 0 | 0 | 0 | 0 | 0 | 0 | 0 | 0 | 0 | 0 | 0 | 0 | 0 | 0 | 0 | 0 | 0 | 0 | 0 | 0 | 0 | 0 | 0 | 0 | 0 | 0 | 0 | 0 | 0 | 0 | 0 | 0 | 0 | 0 | 0 | 0 | 0 | 0 | 0 | 0 | 0 | 0 | 0 | 0 | 0 | 0 | 0 | 0 | 0 | 0 | 0 | 0 | 0 | 0 | 0 | 0 | 0 | 0 | 0 | 0 | 0 | 0 | 0 | 0 | 0 | 0 | 0 | 0 | 0 | 0 | 0 | 0 | 0 | 0 | 0 | 0 | 0 | 0 | 0 | 0 | 0 | 0 | 0 | 0 | 0 | 0 | 0 | 0 | 0 | 0 | 0 | 0 | 0 | 0 | 0 | 0 | 0 | 0 | 0 | 0 | 0 | 0 | 0 | 0 | 0 | 0 | 0 | 0 | 0 | 0 | 0 | 0 | 0 | 0 | 0 | 0 | 0 | 0 | 0 | 0 | 0 | 0 | 0 | 0 | 0 | 0 | 0 | 0 | 0 | 0 | 0 | 0 | 0 | 0 | 0 | 0 | 0 | 0 | 0 | 0 | 0 | 0 | 0 | 0 | 0 | 0 | 0 | 0
28 | 0 | [27 empty] | 0 | 0 | 0 | 0 | 0 | 0 | 0 | 0 | 0 | 0 | 0 | 0 | 0 | 0 | 0 | 0 | 0 | 0 | 0 | 0 | 0 | 0 | 0 | 0 | 0 | 0 | 0 | 0 | 0 | 0 | 0 | 0 | 0 | 0 | 0 | 0 | 0 | 0 | 0 | 0 | 0 | 0 | 0 | 0 | 0 | 0 | 0 | 0 | 0 | 0 | 0 | 0 | 0 | 0 | 0 | 0 | 0 | 0 | 0 | 0 | 0 | 0 | 0 | 0 | 0 | 0 | 0 | 0 | 0 | 0 | 0 | 0 | 0 | 0 | 0 | 0 | 0 | 0 | 0 | 0 | 0 | 0 | 0 | 0 | 0 | 0 | 0 | 0 | 0 | 0 | 0 | 0 | 0 | 0 | 0 | 0 | 0 | 0 | 0 | 0 | 0 | 0 | 0 | 0 | 0 | 0 | 0 | 0 | 0 | 0 | 0 | 0 | 0 | 0 | 0 | 0 | 0 | 0 | 0 | 0 | 0 | 0 | 0 | 0 | 0 | 0 | 0 | 0 | 0 | 0 | 0 | 0 | 0 | 0 | 0 | 0 | 0 | 0 | 0 | 0 | 0 | 0 | 0 | 0 | 0 | 0 | 0 | 0 | 0 | 0 | 0 | 0 | 0 | 0 | 0 | 0 | 0 | 0 | 0 | 0 | 0 | 0 | 0 | 0 | 0 | 0 | 0 | 0 | 0 | 0 | 0 | 0 | 0 | 0 | 0 | 0 | 0 | 0 | 0 | 0 | 0 | 0 | 0 | 0 | 0 | 0 | 0 | 0 | 0
29 | 0 | [28 empty] | 0 | 0 | 0 | 0 | 0 | 0 | 0 | 0 | 0 | 0 | 0 | 0 | 0 | 0 | 0 | 0 | 0 | 0 | 0 | 0 | 0 | 0 | 0 | 0 | 0 | 0 | 0 | 0 | 0 | 0 | 0 | 0 | 0 | 0 | 0 | 0 | 0 | 0 | 0 | 0 | 0 | 0 | 0 | 0 | 0 | 0 | 0 | 0 | 0 | 0 | 0 | 0 | 0 | 0 | 0 | 0 | 0 | 0 | 0 | 0 | 0 | 0 | 0 | 0 | 0 | 0 | 0 | 0 | 0 | 0 | 0 | 0 | 0 | 0 | 0 | 0 | 0 | 0 | 0 | 0 | 0 | 0 | 0 | 0 | 0 | 0 | 0 | 0 | 0 | 0 | 0 | 0 | 0 | 0 | 0 | 0 | 0 | 0 | 0 | 0 | 0 | 0 | 0 | 0 | 0 | 0 | 0 | 0 | 0 | 0 | 0 | 0 | 0 | 0 | 0 | 0 | 0 | 0 | 0 | 0 | 0 | 0 | 0 | 0 | 0 | 0 | 0 | 0 | 0 | 0 | 0 | 0 | 0 | 0 | 0 | 0 | 0 | 0 | 0 | 0 | 0 | 0 | 0 | 0 | 0 | 0 | 0 | 0 | 0 | 0 | 0 | 0 | 0 | 0 | 0 | 0 | 0 | 0 | 0 | 0 | 0 | 0 | 0 | 0 | 0 | 0 | 0 | 0 | 0 | 0 | 0 | 0 | 0 | 0 | 0 | 0 | 0 | 0 | 0 | 0 | 0 | 0 | 0 | 0 | 0 | 0 | 0 | 0
30 | 0 | [29 empty] | 0 | 0 | 0 | 0 | 0 | 0 | 0 | 0 | 0 | 0 | 0 | 0 | 0 | 0 | 0 | 0 | 0 | 0 | 0 | 0 | 0 | 0 | 0 | 0 | 0 | 0 | 0 | 0 | 0 | 0 | 0 | 0 | 0 | 0 | 0 | 0 | 0 | 0 | 0 | 0 | 0 | 0 | 0 | 0 | 0 | 0 | 0 | 0 | 0 | 0 | 0 | 0 | 0 | 0 | 0 | 0 | 0 | 0 | 0 | 0 | 0 | 0 | 0 | 0 | 0 | 0 | 0 | 0 | 0 | 0 | 0 | 0 | 0 | 0 | 0 | 0 | 0 | 0 | 0 | 0 | 0 | 0 | 0 | 0 | 0 | 0 | 0 | 0 | 0 | 0 | 0 | 0 | 0 | 0 | 0 | 0 | 0 | 0 | 0 | 0 | 0 | 0 | 0 | 0 | 0 | 0 | 0 | 0 | 0 | 0 | 0 | 0 | 0 | 0 | 0 | 0 | 0 | 0 | 0 | 0 | 0 | 0 | 0 | 0 | 0 | 0 | 0 | 0 | 0 | 0 | 0 | 0 | 0 | 0 | 0 | 0 | 0 | 0 | 0 | 0 | 0 | 0 | 0 | 0 | 0 | 0 | 0 | 0 | 0 | 0 | 0 | 0 | 0 | 0 | 0 | 0 | 0 | 0 | 0 | 0 | 0 | 0 | 0 | 0 | 0 | 0 | 0 | 0 | 0 | 0 | 0 | 0 | 0 | 0 | 0 | 0 | 0 | 0 | 0 | 0 | 0 | 0 | 0 | 0 | 0 | 0 | 0
31 | 0 | [30 empty] | 0 | 0 | 0 | 0 | 0 | 0 | 0 | 0 | 0 | 0 | 0 | 0 | 0 | 0 | 0 | 0 | 0 | 0 | 0 | 0 | 0 | 0 | 0 | 0 | 0 | 0 | 0 | 0 | 0 | 0 | 0 | 0 | 0 | 0 | 0 | 0 | 0 | 0 | 0 | 0 | 0 | 0 | 0 | 0 | 0 | 0 | 0 | 0 | 0 | 0 | 0 | 0 | 0 | 0 | 0 | 0 | 0 | 0 | 0 | 0 | 0 | 0 | 0 | 0 | 0 | 0 | 0 | 0 | 0 | 0 | 0 | 0 | 0 | 0 | 0 | 0 | 0 | 0 | 0 | 0 | 0 | 0 | 0 | 0 | 0 | 0 | 0 | 0 | 0 | 0 | 0 | 0 | 0 | 0 | 0 | 0 | 0 | 0 | 0 | 0 | 0 | 0 | 0 | 0 | 0 | 0 | 0 | 0 | 0 | 0 | 0 | 0 | 0 | 0 | 0 | 0 | 0 | 0 | 0 | 0 | 0 | 0 | 0 | 0 | 0 | 0 | 0 | 0 | 0 | 0 | 0 | 0 | 0 | 0 | 0 | 0 | 0 | 0 | 0 | 0 | 0 | 0 | 0 | 0 | 0 | 0 | 0 | 0 | 0 | 0 | 0 | 0 | 0 | 0 | 0 | 0 | 0 | 0 | 0 | 0 | 0 | 0 | 0 | 0 | 0 | 0 | 0 | 0 | 0 | 0 | 0 | 0 | 0 | 0 | 0 | 0 | 0 | 0 | 0 | 0 | 0 | 0 | 0 | 0 | 0 | 0
32 | 0 | [31 empty] | 0 | 0 | 0 | 0 | 0 | 0 | 0 | 0 | 0 | 0 | 0 | 0 | 0 | 0 | 0 | 0 | 0 | 0 | 0 | 0 | 0 | 0 | 0 | 0 | 0 | 0 | 0 | 0 | 0 | 0 | 0 | 0 | 0 | 0 | 0 | 0 | 0 | 0 | 0 | 0 | 0 | 0 | 0 | 0 | 0 | 0 | 0 | 0 | 0 | 0 | 0 | 0 | 0 | 0 | 0 | 0 | 0 | 0 | 0 | 0 | 0 | 0 | 0 | 0 | 0 | 0 | 0 | 0 | 0 | 0 | 0 | 0 | 0 | 0 | 0 | 0 | 0 | 0 | 0 | 0 | 0 | 0 | 0 | 0 | 0 | 0 | 0 | 0 | 0 | 0 | 0 | 0 | 0 | 0 | 0 | 0 | 0 | 0 | 0 | 0 | 0 | 0 | 0 | 0 | 0 | 0 | 0 | 0 | 0 | 0 | 0 | 0 | 0 | 0 | 0 | 0 | 0 | 0 | 0 | 0 | 0 | 0 | 0 | 0 | 0 | 0 | 0 | 0 | 0 | 0 | 0 | 0 | 0 | 0 | 0 | 0 | 0 | 0 | 0 | 0 | 0 | 0 | 0 | 0 | 0 | 0 | 0 | 0 | 0 | 0 | 0 | 0 | 0 | 0 | 0 | 0 | 0 | 0 | 0 | 0 | 0 | 0 | 0 | 0 | 0 | 0 | 0 | 0 | 0 | 0 | 0 | 0 | 0 | 0 | 0 | 0 | 0 | 0 | 0 | 0 | 0 | 0 | 0 | 0 | 0
33 | 0 | [32 empty] | 0 | 0 | 0 | 0 | 0 | 0 | 0 | 0 | 0 | 0 | 0 | 0 | 0 | 0 | 0 | 0 | 0 | 0 | 0 | 0 | 0 | 0 | 0 | 0 | 0 | 0 | 0 | 0 | 0 | 0 | 0 | 0 | 0 | 0 | 0 | 0 | 0 | 0 | 0 | 0 | 0 | 0 | 0 | 0 | 0 | 0 | 0 | 0 | 0 | 0 | 0 | 0 | 0 | 0 | 0 | 0 | 0 | 0 | 0 | 0 | 0 | 0 | 0 | 0 | 0 | 0 | 0 | 0 | 0 | 0 | 0 | 0 | 0 | 0 | 0 | 0 | 0 | 0 | 0 | 0 | 0 | 0 | 0 | 0 | 0 | 0 | 0 | 0 | 0 | 0 | 0 | 0 | 0 | 0 | 0 | 0 | 0 | 0 | 0 | 0 | 0 | 0 | 0 | 0 | 0 | 0 | 0 | 0 | 0 | 0 | 0 | 0 | 0 | 0 | 0 | 0 | 0 | 0 | 0 | 0 | 0 | 0 | 0 | 0 | 0 | 0 | 0 | 0 | 0 | 0 | 0 | 0 | 0 | 0 | 0 | 0 | 0 | 0 | 0 | 0 | 0 | 0 | 0 | 0 | 0 | 0 | 0 | 0 | 0 | 0 | 0 | 0 | 0 | 0 | 0 | 0 | 0 | 0 | 0 | 0 | 0 | 0 | 0 | 0 | 0 | 0 | 0 | 0 | 0 | 0 | 0 | 0 | 0 | 0 | 0 | 0 | 0 | 0 | 0 | 0 | 0 | 0 | 0 | 0
34 | 0 | [33 empty] | 0 | 0 | 0 | 0 | 0 | 0 | 0 | 0 | 0 | 0 | 0 | 0 | 0 | 0 | 0 | 0 | 0 | 0 | 0 | 0 | 0 | 0 | 0 | 0 | 0 | 0 | 0 | 0 | 0 | 0 | 0 | 0 | 0 | 0 | 0 | 0 | 0 | 0 | 0 | 0 | 0 | 0 | 0 | 0 | 0 | 0 | 0 | 0 | 0 | 0 | 0 | 0 | 0 | 0 | 0 | 0 | 0 | 0 | 0 | 0 | 0 | 0 | 0 | 0 | 0 | 0 | 0 | 0 | 0 | 0 | 0 | 0 | 0 | 0 | 0 | 0 | 0 | 0 | 0 | 0 | 0 | 0 | 0 | 0 | 0 | 0 | 0 | 0 | 0 | 0 | 0 | 0 | 0 | 0 | 0 | 0 | 0 | 0 | 0 | 0 | 0 | 0 | 0 | 0 | 0 | 0 | 0 | 0 | 0 | 0 | 0 | 0 | 0 | 0 | 0 | 0 | 0 | 0 | 0 | 0 | 0 | 0 | 0 | 0 | 0 | 0 | 0 | 0 | 0 | 0 | 0 | 0 | 0 | 0 | 0 | 0 | 0 | 0 | 0 | 0 | 0 | 0 | 0 | 0 | 0 | 0 | 0 | 0 | 0 | 0 | 0 | 0 | 0 | 0 | 0 | 0 | 0 | 0 | 0 | 0 | 0 | 0 | 0 | 0 | 0 | 0 | 0 | 0 | 0 | 0 | 0 | 0 | 0 | 0 | 0 | 0 | 0 | 0 | 0 | 0 | 0 | 0 | 0
35 | 0 | [34 empty] | 0 | 0 | 0 | 0 | 0 | 0 | 0 | 0 | 0 | 0 | 0 | 0 | 0 | 0 | 0 | 0 | 0 | 0 | 0 | 0 | 0 | 0 | 0 | 0 | 0 | 0 | 0 | 0 | 0 | 0 | 0 | 0 | 0 | 0 | 0 | 0 | 0 | 0 | 0 | 0 | 0 | 0 | 0 | 0 | 0 | 0 | 0 | 0 | 0 | 0 | 0 | 0 | 0 | 0 | 0 | 0 | 0 | 0 | 0 | 0 | 0 | 0 | 0 | 0 | 0 | 0 | 0 | 0 | 0 | 0 | 0 | 0 | 0 | 0 | 0 | 0 | 0 | 0 | 0 | 0 | 0 | 0 | 0 | 0 | 0 | 0 | 0 | 0 | 0 | 0 | 0 | 0 | 0 | 0 | 0 | 0 | 0 | 0 | 0 | 0 | 0 | 0 | 0 | 0 | 0 | 0 | 0 | 0 | 0 | 0 | 0 | 0 | 0 | 0 | 0 | 0 | 0 | 0 | 0 | 0 | 0 | 0 | 0 | 0 | 0 | 0 | 0 | 0 | 0 | 0 | 0 | 0 | 0 | 0 | 0 | 0 | 0 | 0 | 0 | 0 | 0 | 0 | 0 | 0 | 0 | 0 | 0 | 0 | 0 | 0 | 0 | 0 | 0 | 0 | 0 | 0 | 0 | 0 | 0 | 0 | 0 | 0 | 0 | 0 | 0 | 0 | 0 | 0 | 0 | 0 | 0 | 0 | 0 | 0 | 0 | 0 | 0 | 0 | 0 | 0 | 0 | 0
36 | 0 | [35 empty] | 0 | 0 | 0 | 0 | 0 | 0 | 0 | 0 | 0 | 0 | 0 | 0 | 0 | 0 | 0 | 0 | 0 | 0 | 0 | 0 | 0 | 0 | 0 | 0 | 0 | 0 | 0 | 0 | 0 | 0 | 0 | 0 | 0 | 0 | 0 | 0 | 0 | 0 | 0 | 0 | 0 | 0 | 0 | 0 | 0 | 0 | 0 | 0 | 0 | 0 | 0 | 0 | 0 | 0 | 0 | 0 | 0 | 0 | 0 | 0 | 0 | 0 | 0 | 0 | 0 | 0 | 0 | 0 | 0 | 0 | 0 | 0 | 0 | 0 | 0 | 0 | 0 | 0 | 0 | 0 | 0 | 0 | 0 | 0 | 0 | 0 | 0 | 0 | 0 | 0 | 0 | 0 | 0 | 0 | 0 | 0 | 0 | 0 | 0 | 0 | 0 | 0 | 0 | 0 | 0 | 0 | 0 | 0 | 0 | 0 | 0 | 0 | 0 | 0 | 0 | 0 | 0 | 0 | 0 | 0 | 0 | 0 | 0 | 0 | 0 | 0 | 0 | 0 | 0 | 0 | 0 | 0 | 0 | 0 | 0 | 0 | 0 | 0 | 0 | 0 | 0 | 0 | 0 | 0 | 0 | 0 | 0 | 0 | 0 | 0 | 0 | 0 | 0 | 0 | 0 | 0 | 0 | 0 | 0 | 0 | 0 | 0 | 0 | 0 | 0 | 0 | 0 | 0 | 0 | 0 | 0 | 0 | 0 | 0 | 0 | 0 | 0 | 0 | 0 | 0 | 0
37 | 0 | [36 empty] | 0 | 0 | 0 | 0 | 0 | 0 | 0 | 0 | 0 | 0 | 0 | 0 | 0 | 0 | 0 | 0 | 0 | 0 | 0 | 0 | 0 | 0 | 0 | 0 | 0 | 0 | 0 | 0 | 0 | 0 | 0 | 0 | 0 | 0 | 0 | 0 | 0 | 0 | 0 | 0 | 0 | 0 | 0 | 0 | 0 | 0 | 0 | 0 | 0 | 0 | 0 | 0 | 0 | 0 | 0 | 0 | 0 | 0 | 0 | 0 | 0 | 0 | 0 | 0 | 0 | 0 | 0 | 0 | 0 | 0 | 0 | 0 | 0 | 0 | 0 | 0 | 0 | 0 | 0 | 0 | 0 | 0 | 0 | 0 | 0 | 0 | 0 | 0 | 0 | 0 | 0 | 0 | 0 | 0 | 0 | 0 | 0 | 0 | 0 | 0 | 0 | 0 | 0 | 0 | 0 | 0 | 0 | 0 | 0 | 0 | 0 | 0 | 0 | 0 | 0 | 0 | 0 | 0 | 0 | 0 | 0 | 0 | 0 | 0 | 0 | 0 | 0 | 0 | 0 | 0 | 0 | 0 | 0 | 0 | 0 | 0 | 0 | 0 | 0 | 0 | 0 | 0 | 0 | 0 | 0 | 0 | 0 | 0 | 0 | 0 | 0 | 0 | 0 | 0 | 0 | 0 | 0 | 0 | 0 | 0 | 0 | 0 | 0 | 0 | 0 | 0 | 0 | 0 | 0 | 0 | 0 | 0 | 0 | 0 | 0 | 0 | 0 | 0 | 0 | 0
38 | 0 | [37 empty] | 0 | 0 | 0 | 0 | 0 | 0 | 0 | 0 | 0 | 0 | 0 | 0 | 0 | 0 | 0 | 0 | 0 | 0 | 0 | 0 | 0 | 0 | 0 | 0 | 0 | 0 | 0 | 0 | 0 | 0 | 0 | 0 | 0 | 0 | 0 | 0 | 0 | 0 | 0 | 0 | 0 | 0 | 0 | 0 | 0 | 0 | 0 | 0 | 0 | 0 | 0 | 0 | 0 | 0 | 0 | 0 | 0 | 0 | 0 | 0 | 0 | 0 | 0 | 0 | 0 | 0 | 0 | 0 | 0 | 0 | 0 | 0 | 0 | 0 | 0 | 0 | 0 | 0 | 0 | 0 | 0 | 0 | 0 | 0 | 0 | 0 | 0 | 0 | 0 | 0 | 0 | 0 | 0 | 0 | 0 | 0 | 0 | 0 | 0 | 0 | 0 | 0 | 0 | 0 | 0 | 0 | 0 | 0 | 0 | 0 | 0 | 0 | 0 | 0 | 0 | 0 | 0 | 0 | 0 | 0 | 0 | 0 | 0 | 0 | 0 | 0 | 0 | 0 | 0 | 0 | 0 | 0 | 0 | 0 | 0 | 0 | 0 | 0 | 0 | 0 | 0 | 0 | 0 | 0 | 0 | 0 | 0 | 0 | 0 | 0 | 0 | 0 | 0 | 0 | 0 | 0 | 0 | 0 | 0 | 0 | 0 | 0 | 0 | 0 | 0 | 0 | 0 | 0 | 0 | 0 | 0 | 0 | 0 | 0 | 0 | 0 | 0 | 0 | 0
39 | 0 | [38 empty] | 0 | 0 | 0 | 0 | 0 | 0 | 0 | 0 | 0 | 0 | 0 | 0 | 0 | 0 | 0 | 0 | 0 | 0 | 0 | 0 | 0 | 0 | 0 | 0 | 0 | 0 | 0 | 0 | 0 | 0 | 0 | 0 | 0 | 0 | 0 | 0 | 0 | 0 | 0 | 0 | 0 | 0 | 0 | 0 | 0 | 0 | 0 | 0 | 0 | 0 | 0 | 0 | 0 | 0 | 0 | 0 | 0 | 0 | 0 | 0 | 0 | 0 | 0 | 0 | 0 | 0 | 0 | 0 | 0 | 0 | 0 | 0 | 0 | 0 | 0 | 0 | 0 | 0 | 0 | 0 | 0 | 0 | 0 | 0 | 0 | 0 | 0 | 0 | 0 | 0 | 0 | 0 | 0 | 0 | 0 | 0 | 0 | 0 | 0 | 0 | 0 | 0 | 0 | 0 | 0 | 0 | 0 | 0 | 0 | 0 | 0 | 0 | 0 | 0 | 0 | 0 | 0 | 0 | 0 | 0 | 0 | 0 | 0 | 0 | 0 | 0 | 0 | 0 | 0 | 0 | 0 | 0 | 0 | 0 | 0 | 0 | 0 | 0 | 0 | 0 | 0 | 0 | 0 | 0 | 0 | 0 | 0 | 0 | 0 | 0 | 0 | 0 | 0 | 0 | 0 | 0 | 0 | 0 | 0 | 0 | 0 | 0 | 0 | 0 | 0 | 0 | 0 | 0 | 0 | 0 | 0 | 0 | 0 | 0 | 0 | 0 | 0 | 0
40 | 0 | [39 empty] | 0 | 0 | 0 | 0 | 0 | 0 | 0 | 0 | 0 | 0 | 0 | 0 | 0 | 0 | 0 | 0 | 0 | 0 | 0 | 0 | 0 | 0 | 0 | 0 | 0 | 0 | 0 | 0 | 0 | 0 | 0 | 0 | 0 | 0 | 0 | 0 | 0 | 0 | 0 | 0 | 0 | 0 | 0 | 0 | 0 | 0 | 0 | 0 | 0 | 0 | 0 | 0 | 0 | 0 | 0 | 0 | 0 | 0 | 0 | 0 | 0 | 0 | 0 | 0 | 0 | 0 | 0 | 0 | 0 | 0 | 0 | 0 | 0 | 0 | 0 | 0 | 0 | 0 | 0 | 0 | 0 | 0 | 0 | 0 | 0 | 0 | 0 | 0 | 0 | 0 | 0 | 0 | 0 | 0 | 0 | 0 | 0 | 0 | 0 | 0 | 0 | 0 | 0 | 0 | 0 | 0 | 0 | 0 | 0 | 0 | 0 | 0 | 0 | 0 | 0 | 0 | 0 | 0 | 0 | 0 | 0 | 0 | 0 | 0 | 0 | 0 | 0 | 0 | 0 | 0 | 0 | 0 | 0 | 0 | 0 | 0 | 0 | 0 | 0 | 0 | 0 | 0 | 0 | 0 | 0 | 0 | 0 | 0 | 0 | 0 | 0 | 0 | 0 | 0 | 0 | 0 | 0 | 0 | 0 | 0 | 0 | 0 | 0 | 0 | 0 | 0 | 0 | 0 | 0 | 0 | 0 | 0 | 0 | 0 | 0 | 0 | 0
41 | 0 | [40 empty] | 0 | 0 | 0 | 0 | 0 | 0 | 0 | 0 | 0 | 0 | 0 | 0 | 0 | 0 | 0 | 0 | 0 | 0 | 0 | 0 | 0 | 0 | 0 | 0 | 0 | 0 | 0 | 0 | 0 | 0 | 0 | 0 | 0 | 0 | 0 | 0 | 0 | 0 | 0 | 0 | 0 | 0 | 0 | 0 | 0 | 0 | 0 | 0 | 0 | 0 | 0 | 0 | 0 | 0 | 0 | 0 | 0 | 0 | 0 | 0 | 0 | 0 | 0 | 0 | 0 | 0 | 0 | 0 | 0 | 0 | 0 | 0 | 0 | 0 | 0 | 0 | 0 | 0 | 0 | 0 | 0 | 0 | 0 | 0 | 0 | 0 | 0 | 0 | 0 | 0 | 0 | 0 | 0 | 0 | 0 | 0 | 0 | 0 | 0 | 0 | 0 | 0 | 0 | 0 | 0 | 0 | 0 | 0 | 0 | 0 | 0 | 0 | 0 | 0 | 0 | 0 | 0 | 0 | 0 | 0 | 0 | 0 | 0 | 0 | 0 | 0 | 0 | 0 | 0 | 0 | 0 | 0 | 0 | 0 | 0 | 0 | 0 | 0 | 0 | 0 | 0 | 0 | 0 | 0 | 0 | 0 | 0 | 0 | 0 | 0 | 0 | 0 | 0 | 0 | 0 | 0 | 0 | 0 | 0 | 0 | 0 | 0 | 0 | 0 | 0 | 0 | 0 | 0 | 0 | 0 | 0 | 0 | 0 | 0 | 0 | 0
42 | 0 | [41 empty] | 0 | 0 | 0 | 0 | 0 | 0 | 0 | 0 | 0 | 0 | 0 | 0 | 0 | 0 | 0 | 0 | 0 | 0 | 0 | 0 | 0 | 0 | 0 | 0 | 0 | 0 | 0 | 0 | 0 | 0 | 0 | 0 | 0 | 0 | 0 | 0 | 0 | 0 | 0 | 0 | 0 | 0 | 0 | 0 | 0 | 0 | 0 | 0 | 0 | 0 | 0 | 0 | 0 | 0 | 0 | 0 | 0 | 0 | 0 | 0 | 0 | 0 | 0 | 0 | 0 | 0 | 0 | 0 | 0 | 0 | 0 | 0 | 0 | 0 | 0 | 0 | 0 | 0 | 0 | 0 | 0 | 0 | 0 | 0 | 0 | 0 | 0 | 0 | 0 | 0 | 0 | 0 | 0 | 0 | 0 | 0 | 0 | 0 | 0 | 0 | 0 | 0 | 0 | 0 | 0 | 0 | 0 | 0 | 0 | 0 | 0 | 0 | 0 | 0 | 0 | 0 | 0 | 0 | 0 | 0 | 0 | 0 | 0 | 0 | 0 | 0 | 0 | 0 | 0 | 0 | 0 | 0 | 0 | 0 | 0 | 0 | 0 | 0 | 0 | 0 | 0 | 0 | 0 | 0 | 0 | 0 | 0 | 0 | 0 | 0 | 0 | 0 | 0 | 0 | 0 | 0 | 0 | 0 | 0 | 0 | 0 | 0 | 0 | 0 | 0 | 0 | 0 | 0 | 0 | 0 | 0 | 0 | 0 | 0 | 0
43 | 0 | [42 empty] | 0 | 0 | 0 | 0 | 0 | 0 | 0 | 0 | 0 | 0 | 0 | 0 | 0 | 0 | 0 | 0 | 0 | 0 | 0 | 0 | 0 | 0 | 0 | 0 | 0 | 0 | 0 | 0 | 0 | 0 | 0 | 0 | 0 | 0 | 0 | 0 | 0 | 0 | 0 | 0 | 0 | 0 | 0 | 0 | 0 | 0 | 0 | 0 | 0 | 0 | 0 | 0 | 0 | 0 | 0 | 0 | 0 | 0 | 0 | 0 | 0 | 0 | 0 | 0 | 0 | 0 | 0 | 0 | 0 | 0 | 0 | 0 | 0 | 0 | 0 | 0 | 0 | 0 | 0 | 0 | 0 | 0 | 0 | 0 | 0 | 0 | 0 | 0 | 0 | 0 | 0 | 0 | 0 | 0 | 0 | 0 | 0 | 0 | 0 | 0 | 0 | 0 | 0 | 0 | 0 | 0 | 0 | 0 | 0 | 0 | 0 | 0 | 0 | 0 | 0 | 0 | 0 | 0 | 0 | 0 | 0 | 0 | 0 | 0 | 0 | 0 | 0 | 0 | 0 | 0 | 0 | 0 | 0 | 0 | 0 | 0 | 0 | 0 | 0 | 0 | 0 | 0 | 0 | 0 | 0 | 0 | 0 | 0 | 0 | 0 | 0 | 0 | 0 | 0 | 0 | 0 | 0 | 0 | 0 | 0 | 0 | 0 | 0 | 0 | 0 | 0 | 0 | 0 | 0 | 0 | 0 | 0 | 0 | 0
44 | 0 | [43 empty] | 0 | 0 | 0 | 0 | 0 | 0 | 0 | 0 | 0 | 0 | 0 | 0 | 0 | 0 | 0 | 0 | 0 | 0 | 0 | 0 | 0 | 0 | 0 | 0 | 0 | 0 | 0 | 0 | 0 | 0 | 0 | 0 | 0 | 0 | 0 | 0 | 0 | 0 | 0 | 0 | 0 | 0 | 0 | 0 | 0 | 0 | 0 | 0 | 0 | 0 | 0 | 0 | 0 | 0 | 0 | 0 | 0 | 0 | 0 | 0 | 0 | 0 | 0 | 0 | 0 | 0 | 0 | 0 | 0 | 0 | 0 | 0 | 0 | 0 | 0 | 0 | 0 | 0 | 0 | 0 | 0 | 0 | 0 | 0 | 0 | 0 | 0 | 0 | 0 | 0 | 0 | 0 | 0 | 0 | 0 | 0 | 0 | 0 | 0 | 0 | 0 | 0 | 0 | 0 | 0 | 0 | 0 | 0 | 0 | 0 | 0 | 0 | 0 | 0 | 0 | 0 | 0 | 0 | 0 | 0 | 0 | 0 | 0 | 0 | 0 | 0 | 0 | 0 | 0 | 0 | 0 | 0 | 0 | 0 | 0 | 0 | 0 | 0 | 0 | 0 | 0 | 0 | 0 | 0 | 0 | 0 | 0 | 0 | 0 | 0 | 0 | 0 | 0 | 0 | 0 | 0 | 0 | 0 | 0 | 0 | 0 | 0 | 0 | 0 | 0 | 0 | 0 | 0 | 0 | 0 | 0 | 0 | 0
45 | 0 | [44 empty] | 0 | 0 | 0 | 0 | 0 | 0 | 0 | 0 | 0 | 0 | 0 | 0 | 0 | 0 | 0 | 0 | 0 | 0 | 0 | 0 | 0 | 0 | 0 | 0 | 0 | 0 | 0 | 0 | 0 | 0 | 0 | 0 | 0 | 0 | 0 | 0 | 0 | 0 | 0 | 0 | 0 | 0 | 0 | 0 | 0 | 0 | 0 | 0 | 0 | 0 | 0 | 0 | 0 | 0 | 0 | 0 | 0 | 0 | 0 | 0 | 0 | 0 | 0 | 0 | 0 | 0 | 0 | 0 | 0 | 0 | 0 | 0 | 0 | 0 | 0 | 0 | 0 | 0 | 0 | 0 | 0 | 0 | 0 | 0 | 0 | 0 | 0 | 0 | 0 | 0 | 0 | 0 | 0 | 0 | 0 | 0 | 0 | 0 | 0 | 0 | 0 | 0 | 0 | 0 | 0 | 0 | 0 | 0 | 0 | 0 | 0 | 0 | 0 | 0 | 0 | 0 | 0 | 0 | 0 | 0 | 0 | 0 | 0 | 0 | 0 | 0 | 0 | 0 | 0 | 0 | 0 | 0 | 0 | 0 | 0 | 0 | 0 | 0 | 0 | 0 | 0 | 0 | 0 | 0 | 0 | 0 | 0 | 0 | 0 | 0 | 0 | 0 | 0 | 0 | 0 | 0 | 0 | 0 | 0 | 0 | 0 | 0 | 0 | 0 | 0 | 0 | 0 | 0 | 0 | 0 | 0 | 0
46 | 0 | [45 empty] | 0 | 0 | 0 | 0 | 0 | 0 | 0 | 0 | 0 | 0 | 0 | 0 | 0 | 0 | 0 | 0 | 0 | 0 | 0 | 0 | 0 | 0 | 0 | 0 | 0 | 0 | 0 | 0 | 0 | 0 | 0 | 0 | 0 | 0 | 0 | 0 | 0 | 0 | 0 | 0 | 0 | 0 | 0 | 0 | 0 | 0 | 0 | 0 | 0 | 0 | 0 | 0 | 0 | 0 | 0 | 0 | 0 | 0 | 0 | 0 | 0 | 0 | 0 | 0 | 0 | 0 | 0 | 0 | 0 | 0 | 0 | 0 | 0 | 0 | 0 | 0 | 0 | 0 | 0 | 0 | 0 | 0 | 0 | 0 | 0 | 0 | 0 | 0 | 0 | 0 | 0 | 0 | 0 | 0 | 0 | 0 | 0 | 0 | 0 | 0 | 0 | 0 | 0 | 0 | 0 | 0 | 0 | 0 | 0 | 0 | 0 | 0 | 0 | 0 | 0 | 0 | 0 | 0 | 0 | 0 | 0 | 0 | 0 | 0 | 0 | 0 | 0 | 0 | 0 | 0 | 0 | 0 | 0 | 0 | 0 | 0 | 0 | 0 | 0 | 0 | 0 | 0 | 0 | 0 | 0 | 0 | 0 | 0 | 0 | 0 | 0 | 0 | 0 | 0 | 0 | 0 | 0 | 0 | 0 | 0 | 0 | 0 | 0 | 0 | 0 | 0 | 0 | 0 | 0 | 0 | 0
47 | 0 | [46 empty] | 0 | 0 | 0 | 0 | 0 | 0 | 0 | 0 | 0 | 0 | 0 | 0 | 0 | 0 | 0 | 0 | 0 | 0 | 0 | 0 | 0 | 0 | 0 | 0 | 0 | 0 | 0 | 0 | 0 | 0 | 0 | 0 | 0 | 0 | 0 | 0 | 0 | 0 | 0 | 0 | 0 | 0 | 0 | 0 | 0 | 0 | 0 | 0 | 0 | 0 | 0 | 0 | 0 | 0 | 0 | 0 | 0 | 0 | 0 | 0 | 0 | 0 | 0 | 0 | 0 | 0 | 0 | 0 | 0 | 0 | 0 | 0 | 0 | 0 | 0 | 0 | 0 | 0 | 0 | 0 | 0 | 0 | 0 | 0 | 0 | 0 | 0 | 0 | 0 | 0 | 0 | 0 | 0 | 0 | 0 | 0 | 0 | 0 | 0 | 0 | 0 | 0 | 0 | 0 | 0 | 0 | 0 | 0 | 0 | 0 | 0 | 0 | 0 | 0 | 0 | 0 | 0 | 0 | 0 | 0 | 0 | 0 | 0 | 0 | 0 | 0 | 0 | 0 | 0 | 0 | 0 | 0 | 0 | 0 | 0 | 0 | 0 | 0 | 0 | 0 | 0 | 0 | 0 | 0 | 0 | 0 | 0 | 0 | 0 | 0 | 0 | 0 | 0 | 0 | 0 | 0 | 0 | 0 | 0 | 0 | 0 | 0 | 0 | 0 | 0 | 0 | 0 | 0 | 0 | 0
48 | 0 | [47 empty] | 0 | 0 | 0 | 0 | 0 | 0 | 0 | 0 | 0 | 0 | 0 | 0 | 0 | 0 | 0 | 0 | 0 | 0 | 0 | 0 | 0 | 0 | 0 | 0 | 0 | 0 | 0 | 0 | 0 | 0 | 0 | 0 | 0 | 0 | 0 | 0 | 0 | 0 | 0 | 0 | 0 | 0 | 0 | 0 | 0 | 0 | 0 | 0 | 0 | 0 | 0 | 0 | 0 | 0 | 0 | 0 | 0 | 0 | 0 | 0 | 0 | 0 | 0 | 0 | 0 | 0 | 0 | 0 | 0 | 0 | 0 | 0 | 0 | 0 | 0 | 0 | 0 | 0 | 0 | 0 | 0 | 0 | 0 | 0 | 0 | 0 | 0 | 0 | 0 | 0 | 0 | 0 | 0 | 0 | 0 | 0 | 0 | 0 | 0 | 0 | 0 | 0 | 0 | 0 | 0 | 0 | 0 | 0 | 0 | 0 | 0 | 0 | 0 | 0 | 0 | 0 | 0 | 0 | 0 | 0 | 0 | 0 | 0 | 0 | 0 | 0 | 0 | 0 | 0 | 0 | 0 | 0 | 0 | 0 | 0 | 0 | 0 | 0 | 0 | 0 | 0 | 0 | 0 | 0 | 0 | 0 | 0 | 0 | 0 | 0 | 0 | 0 | 0 | 0 | 0 | 0 | 0 | 0 | 0 | 0 | 0 | 0 | 0 | 0 | 0 | 0 | 0 | 0 | 0
49 | 0 | [48 empty] | 0 | 0 | 0 | 0 | 0 | 0 | 0 | 0 | 0 | 0 | 0 | 0 | 0 | 0 | 0 | 0 | 0 | 0 | 0 | 0 | 0 | 0 | 0 | 0 | 0 | 0 | 0 | 0 | 0 | 0 | 0 | 0 | 0 | 0 | 0 | 0 | 0 | 0 | 0 | 0 | 0 | 0 | 0 | 0 | 0 | 0 | 0 | 0 | 0 | 0 | 0 | 0 | 0 | 0 | 0 | 0 | 0 | 0 | 0 | 0 | 0 | 0 | 0 | 0 | 0 | 0 | 0 | 0 | 0 | 0 | 0 | 0 | 0 | 0 | 0 | 0 | 0 | 0 | 0 | 0 | 0 | 0 | 0 | 0 | 0 | 0 | 0 | 0 | 0 | 0 | 0 | 0 | 0 | 0 | 0 | 0 | 0 | 0 | 0 | 0 | 0 | 0 | 0 | 0 | 0 | 0 | 0 | 0 | 0 | 0 | 0 | 0 | 0 | 0 | 0 | 0 | 0 | 0 | 0 | 0 | 0 | 0 | 0 | 0 | 0 | 0 | 0 | 0 | 0 | 0 | 0 | 0 | 0 | 0 | 0 | 0 | 0 | 0 | 0 | 0 | 0 | 0 | 0 | 0 | 0 | 0 | 0 | 0 | 0 | 0 | 0 | 0 | 0 | 0 | 0 | 0 | 0 | 0 | 0 | 0 | 0 | 0 | 0 | 0 | 0 | 0 | 0 | 0
50 | 0 | [49 empty] | 0 | 0 | 0 | 0 | 0 | 0 | 0 | 0 | 0 | 0 | 0 | 0 | 0 | 0 | 0 | 0 | 0 | 0 | 0 | 0 | 0 | 0 | 0 | 0 | 0 | 0 | 0 | 0 | 0 | 0 | 0 | 0 | 0 | 0 | 0 | 0 | 0 | 0 | 0 | 0 | 0 | 0 | 0 | 0 | 0 | 0 | 0 | 0 | 0 | 0 | 0 | 0 | 0 | 0 | 0 | 0 | 0 | 0 | 0 | 0 | 0 | 0 | 0 | 0 | 0 | 0 | 0 | 0 | 0 | 0 | 0 | 0 | 0 | 0 | 0 | 0 | 0 | 0 | 0 | 0 | 0 | 0 | 0 | 0 | 0 | 0 | 0 | 0 | 0 | 0 | 0 | 0 | 0 | 0 | 0 | 0 | 0 | 0 | 0 | 0 | 0 | 0 | 0 | 0 | 0 | 0 | 0 | 0 | 0 | 0 | 0 | 0 | 0 | 0 | 0 | 0 | 0 | 0 | 0 | 0 | 0 | 0 | 0 | 0 | 0 | 0 | 0 | 0 | 0 | 0 | 0 | 0 | 0 | 0 | 0 | 0 | 0 | 0 | 0 | 0 | 0 | 0 | 0 | 0 | 0 | 0 | 0 | 0 | 0 | 0 | 0 | 0 | 0 | 0 | 0 | 0 | 0 | 0 | 0 | 0 | 0 | 0 | 0 | 0 | 0 | 0 | 0
51 | 0 | [50 empty] | 0 | 0 | 0 | 0 | 0 | 0 | 0 | 0 | 0 | 0 | 0 | 0 | 0 | 0 | 0 | 0 | 0 | 0 | 0 | 0 | 0 | 0 | 0 | 0 | 0 | 0 | 0 | 0 | 0 | 0 | 0 | 0 | 0 | 0 | 0 | 0 | 0 | 0 | 0 | 0 | 0 | 0 | 0 | 0 | 0 | 0 | 0 | 0 | 0 | 0 | 0 | 0 | 0 | 0 | 0 | 0 | 0 | 0 | 0 | 0 | 0 | 0 | 0 | 0 | 0 | 0 | 0 | 0 | 0 | 0 | 0 | 0 | 0 | 0 | 0 | 0 | 0 | 0 | 0 | 0 | 0 | 0 | 0 | 0 | 0 | 0 | 0 | 0 | 0 | 0 | 0 | 0 | 0 | 0 | 0 | 0 | 0 | 0 | 0 | 0 | 0 | 0 | 0 | 0 | 0 | 0 | 0 | 0 | 0 | 0 | 0 | 0 | 0 | 0 | 0 | 0 | 0 | 0 | 0 | 0 | 0 | 0 | 0 | 0 | 0 | 0 | 0 | 0 | 0 | 0 | 0 | 0 | 0 | 0 | 0 | 0 | 0 | 0 | 0 | 0 | 0 | 0 | 0 | 0 | 0 | 0 | 0 | 0 | 0 | 0 | 0 | 0 | 0 | 0 | 0 | 0 | 0 | 0 | 0 | 0 | 0 | 0 | 0 | 0 | 0 | 0
52 | 0 | [51 empty] | 0 | 0 | 0 | 0 | 0 | 0 | 0 | 0 | 0 | 0 | 0 | 0 | 0 | 0 | 0 | 0 | 0 | 0 | 0 | 0 | 0 | 0 | 0 | 0 | 0 | 0 | 0 | 0 | 0 | 0 | 0 | 0 | 0 | 0 | 0 | 0 | 0 | 0 | 0 | 0 | 0 | 0 | 0 | 0 | 0 | 0 | 0 | 0 | 0 | 0 | 0 | 0 | 0 | 0 | 0 | 0 | 0 | 0 | 0 | 0 | 0 | 0 | 0 | 0 | 0 | 0 | 0 | 0 | 0 | 0 | 0 | 0 | 0 | 0 | 0 | 0 | 0 | 0 | 0 | 0 | 0 | 0 | 0 | 0 | 0 | 0 | 0 | 0 | 0 | 0 | 0 | 0 | 0 | 0 | 0 | 0 | 0 | 0 | 0 | 0 | 0 | 0 | 0 | 0 | 0 | 0 | 0 | 0 | 0 | 0 | 0 | 0 | 0 | 0 | 0 | 0 | 0 | 0 | 0 | 0 | 0 | 0 | 0 | 0 | 0 | 0 | 0 | 0 | 0 | 0 | 0 | 0 | 0 | 0 | 0 | 0 | 0 | 0 | 0 | 0 | 0 | 0 | 0 | 0 | 0 | 0 | 0 | 0 | 0 | 0 | 0 | 0 | 0 | 0 | 0 | 0 | 0 | 0 | 0 | 0 | 0 | 0 | 0 | 0 | 0
53 | 0 | [52 empty] | 0 | 0 | 0 | 0 | 0 | 0 | 0 | 0 | 0 | 0 | 0 | 0 | 0 | 0 | 0 | 0 | 0 | 0 | 0 | 0 | 0 | 0 | 0 | 0 | 0 | 0 | 0 | 0 | 0 | 0 | 0 | 0 | 0 | 0 | 0 | 0 | 0 | 0 | 0 | 0 | 0 | 0 | 0 | 0 | 0 | 0 | 0 | 0 | 0 | 0 | 0 | 0 | 0 | 0 | 0 | 0 | 0 | 0 | 0 | 0 | 0 | 0 | 0 | 0 | 0 | 0 | 0 | 0 | 0 | 0 | 0 | 0 | 0 | 0 | 0 | 0 | 0 | 0 | 0 | 0 | 0 | 0 | 0 | 0 | 0 | 0 | 0 | 0 | 0 | 0 | 0 | 0 | 0 | 0 | 0 | 0 | 0 | 0 | 0 | 0 | 0 | 0 | 0 | 0 | 0 | 0 | 0 | 0 | 0 | 0 | 0 | 0 | 0 | 0 | 0 | 0 | 0 | 0 | 0 | 0 | 0 | 0 | 0 | 0 | 0 | 0 | 0 | 0 | 0 | 0 | 0 | 0 | 0 | 0 | 0 | 0 | 0 | 0 | 0 | 0 | 0 | 0 | 0 | 0 | 0 | 0 | 0 | 0 | 0 | 0 | 0 | 0 | 0 | 0 | 0 | 0 | 0 | 0 | 0 | 0 | 0 | 0 | 0 | 0
54 | 0 | [53 empty] | 0 | 0 | 0 | 0 | 0 | 0 | 0 | 0 | 0 | 0 | 0 | 0 | 0 | 0 | 0 | 0 | 0 | 0 | 0 | 0 | 0 | 0 | 0 | 0 | 0 | 0 | 0 | 0 | 0 | 0 | 0 | 0 | 0 | 0 | 0 | 0 | 0 | 0 | 0 | 0 | 0 | 0 | 0 | 0 | 0 | 0 | 0 | 0 | 0 | 0 | 0 | 0 | 0 | 0 | 0 | 0 | 0 | 0 | 0 | 0 | 0 | 0 | 0 | 0 | 0 | 0 | 0 | 0 | 0 | 0 | 0 | 0 | 0 | 0 | 0 | 0 | 0 | 0 | 0 | 0 | 0 | 0 | 0 | 0 | 0 | 0 | 0 | 0 | 0 | 0 | 0 | 0 | 0 | 0 | 0 | 0 | 0 | 0 | 0 | 0 | 0 | 0 | 0 | 0 | 0 | 0 | 0 | 0 | 0 | 0 | 0 | 0 | 0 | 0 | 0 | 0 | 0 | 0 | 0 | 0 | 0 | 0 | 0 | 0 | 0 | 0 | 0 | 0 | 0 | 0 | 0 | 0 | 0 | 0 | 0 | 0 | 0 | 0 | 0 | 0 | 0 | 0 | 0 | 0 | 0 | 0 | 0 | 0 | 0 | 0 | 0 | 0 | 0 | 0 | 0 | 0 | 0 | 0 | 0 | 0 | 0 | 0 | 0
55 | 0 | [54 empty] | 0 | 0 | 0 | 0 | 0 | 0 | 0 | 0 | 0 | 0 | 0 | 0 | 0 | 0 | 0 | 0 | 0 | 0 | 0 | 0 | 0 | 0 | 0 | 0 | 0 | 0 | 0 | 0 | 0 | 0 | 0 | 0 | 0 | 0 | 0 | 0 | 0 | 0 | 0 | 0 | 0 | 0 | 0 | 0 | 0 | 0 | 0 | 0 | 0 | 0 | 0 | 0 | 0 | 0 | 0 | 0 | 0 | 0 | 0 | 0 | 0 | 0 | 0 | 0 | 0 | 0 | 0 | 0 | 0 | 0 | 0 | 0 | 0 | 0 | 0 | 0 | 0 | 0 | 0 | 0 | 0 | 0 | 0 | 0 | 0 | 0 | 0 | 0 | 0 | 0 | 0 | 0 | 0 | 0 | 0 | 0 | 0 | 0 | 0 | 0 | 0 | 0 | 0 | 0 | 0 | 0 | 0 | 0 | 0 | 0 | 0 | 0 | 0 | 0 | 0 | 0 | 0 | 0 | 0 | 0 | 0 | 0 | 0 | 0 | 0 | 0 | 0 | 0 | 0 | 0 | 0 | 0 | 0 | 0 | 0 | 0 | 0 | 0 | 0 | 0 | 0 | 0 | 0 | 0 | 0 | 0 | 0 | 0 | 0 | 0 | 0 | 0 | 0 | 0 | 0 | 0 | 0 | 0 | 0 | 0 | 0 | 0
56 | 0 | [55 empty] | 0 | 0 | 0 | 0 | 0 | 0 | 0 | 0 | 0 | 0 | 0 | 0 | 0 | 0 | 0 | 0 | 0 | 0 | 0 | 0 | 0 | 0 | 0 | 0 | 0 | 0 | 0 | 0 | 0 | 0 | 0 | 0 | 0 | 0 | 0 | 0 | 0 | 0 | 0 | 0 | 0 | 0 | 0 | 0 | 0 | 0 | 0 | 0 | 0 | 0 | 0 | 0 | 0 | 0 | 0 | 0 | 0 | 0 | 0 | 0 | 0 | 0 | 0 | 0 | 0 | 0 | 0 | 0 | 0 | 0 | 0 | 0 | 0 | 0 | 0 | 0 | 0 | 0 | 0 | 0 | 0 | 0 | 0 | 0 | 0 | 0 | 0 | 0 | 0 | 0 | 0 | 0 | 0 | 0 | 0 | 0 | 0 | 0 | 0 | 0 | 0 | 0 | 0 | 0 | 0 | 0 | 0 | 0 | 0 | 0 | 0 | 0 | 0 | 0 | 0 | 0 | 0 | 0 | 0 | 0 | 0 | 0 | 0 | 0 | 0 | 0 | 0 | 0 | 0 | 0 | 0 | 0 | 0 | 0 | 0 | 0 | 0 | 0 | 0 | 0 | 0 | 0 | 0 | 0 | 0 | 0 | 0 | 0 | 0 | 0 | 0 | 0 | 0 | 0 | 0 | 0 | 0 | 0 | 0 | 0 | 0
57 | 0 | [56 empty] | 0 | 0 | 0 | 0 | 0 | 0 | 0 | 0 | 0 | 0 | 0 | 0 | 0 | 0 | 0 | 0 | 0 | 0 | 0 | 0 | 0 | 0 | 0 | 0 | 0 | 0 | 0 | 0 | 0 | 0 | 0 | 0 | 0 | 0 | 0 | 0 | 0 | 0 | 0 | 0 | 0 | 0 | 0 | 0 | 0 | 0 | 0 | 0 | 0 | 0 | 0 | 0 | 0 | 0 | 0 | 0 | 0 | 0 | 0 | 0 | 0 | 0 | 0 | 0 | 0 | 0 | 0 | 0 | 0 | 0 | 0 | 0 | 0 | 0 | 0 | 0 | 0 | 0 | 0 | 0 | 0 | 0 | 0 | 0 | 0 | 0 | 0 | 0 | 0 | 0 | 0 | 0 | 0 | 0 | 0 | 0 | 0 | 0 | 0 | 0 | 0 | 0 | 0 | 0 | 0 | 0 | 0 | 0 | 0 | 0 | 0 | 0 | 0 | 0 | 0 | 0 | 0 | 0 | 0 | 0 | 0 | 0 | 0 | 0 | 0 | 0 | 0 | 0 | 0 | 0 | 0 | 0 | 0 | 0 | 0 | 0 | 0 | 0 | 0 | 0 | 0 | 0 | 0 | 0 | 0 | 0 | 0 | 0 | 0 | 0 | 0 | 0 | 0 | 0 | 0 | 0 | 0 | 0 | 0 | 0
58 | 0 | [57 empty] | 0 | 0 | 0 | 0 | 0 | 0 | 0 | 0 | 0 | 0 | 0 | 0 | 0 | 0 | 0 | 0 | 0 | 0 | 0 | 0 | 0 | 0 | 0 | 0 | 0 | 0 | 0 | 0 | 0 | 0 | 0 | 0 | 0 | 0 | 0 | 0 | 0 | 0 | 0 | 0 | 0 | 0 | 0 | 0 | 0 | 0 | 0 | 0 | 0 | 0 | 0 | 0 | 0 | 0 | 0 | 0 | 0 | 0 | 0 | 0 | 0 | 0 | 0 | 0 | 0 | 0 | 0 | 0 | 0 | 0 | 0 | 0 | 0 | 0 | 0 | 0 | 0 | 0 | 0 | 0 | 0 | 0 | 0 | 0 | 0 | 0 | 0 | 0 | 0 | 0 | 0 | 0 | 0 | 0 | 0 | 0 | 0 | 0 | 0 | 0 | 0 | 0 | 0 | 0 | 0 | 0 | 0 | 0 | 0 | 0 | 0 | 0 | 0 | 0 | 0 | 0 | 0 | 0 | 0 | 0 | 0 | 0 | 0 | 0 | 0 | 0 | 0 | 0 | 0 | 0 | 0 | 0 | 0 | 0 | 0 | 0 | 0 | 0 | 0 | 0 | 0 | 0 | 0 | 0 | 0 | 0 | 0 | 0 | 0 | 0 | 0 | 0 | 0 | 0 | 0 | 0 | 0 | 0 | 0
59 | 0 | [58 empty] | 0 | 0 | 0 | 0 | 0 | 0 | 0 | 0 | 0 | 0 | 0 | 0 | 0 | 0 | 0 | 0 | 0 | 0 | 0 | 0 | 0 | 0 | 0 | 0 | 0 | 0 | 0 | 0 | 0 | 0 | 0 | 0 | 0 | 0 | 0 | 0 | 0 | 0 | 0 | 0 | 0 | 0 | 0 | 0 | 0 | 0 | 0 | 0 | 0 | 0 | 0 | 0 | 0 | 0 | 0 | 0 | 0 | 0 | 0 | 0 | 0 | 0 | 0 | 0 | 0 | 0 | 0 | 0 | 0 | 0 | 0 | 0 | 0 | 0 | 0 | 0 | 0 | 0 | 0 | 0 | 0 | 0 | 0 | 0 | 0 | 0 | 0 | 0 | 0 | 0 | 0 | 0 | 0 | 0 | 0 | 0 | 0 | 0 | 0 | 0 | 0 | 0 | 0 | 0 | 0 | 0 | 0 | 0 | 0 | 0 | 0 | 0 | 0 | 0 | 0 | 0 | 0 | 0 | 0 | 0 | 0 | 0 | 0 | 0 | 0 | 0 | 0 | 0 | 0 | 0 | 0 | 0 | 0 | 0 | 0 | 0 | 0 | 0 | 0 | 0 | 0 | 0 | 0 | 0 | 0 | 0 | 0 | 0 | 0 | 0 | 0 | 0 | 0 | 0 | 0 | 0 | 0 | 0
60 | 0 | [59 empty] | 0 | 0 | 0 | 0 | 0 | 0 | 0 | 0 | 0 | 0 | 0 | 0 | 0 | 0 | 0 | 0 | 0 | 0 | 0 | 0 | 0 | 0 | 0 | 0 | 0 | 0 | 0 | 0 | 0 | 0 | 0 | 0 | 0 | 0 | 0 | 0 | 0 | 0 | 0 | 0 | 0 | 0 | 0 | 0 | 0 | 0 | 0 | 0 | 0 | 0 | 0 | 0 | 0 | 0 | 0 | 0 | 0 | 0 | 0 | 0 | 0 | 0 | 0 | 0 | 0 | 0 | 0 | 0 | 0 | 0 | 0 | 0 | 0 | 0 | 0 | 0 | 0 | 0 | 0 | 0 | 0 | 0 | 0 | 0 | 0 | 0 | 0 | 0 | 0 | 0 | 0 | 0 | 0 | 0 | 0 | 0 | 0 | 0 | 0 | 0 | 0 | 0 | 0 | 0 | 0 | 0 | 0 | 0 | 0 | 0 | 0 | 0 | 0 | 0 | 0 | 0 | 0 | 0 | 0 | 0 | 0 | 0 | 0 | 0 | 0 | 0 | 0 | 0 | 0 | 0 | 0 | 0 | 0 | 0 | 0 | 0 | 0 | 0 | 0 | 0 | 0 | 0 | 0 | 0 | 0 | 0 | 0 | 0 | 0 | 0 | 0 | 0 | 0 | 0 | 0 | 0 | 0
61 | 0 | [60 empty] | 0 | 0 | 0 | 0 | 0 | 0 | 0 | 0 | 0 | 0 | 0 | 0 | 0 | 0 | 0 | 0 | 0 | 0 | 0 | 0 | 0 | 0 | 0 | 0 | 0 | 0 | 0 | 0 | 0 | 0 | 0 | 0 | 0 | 0 | 0 | 0 | 0 | 0 | 0 | 0 | 0 | 0 | 0 | 0 | 0 | 0 | 0 | 0 | 0 | 0 | 0 | 0 | 0 | 0 | 0 | 0 | 0 | 0 | 0 | 0 | 0 | 0 | 0 | 0 | 0 | 0 | 0 | 0 | 0 | 0 | 0 | 0 | 0 | 0 | 0 | 0 | 0 | 0 | 0 | 0 | 0 | 0 | 0 | 0 | 0 | 0 | 0 | 0 | 0 | 0 | 0 | 0 | 0 | 0 | 0 | 0 | 0 | 0 | 0 | 0 | 0 | 0 | 0 | 0 | 0 | 0 | 0 | 0 | 0 | 0 | 0 | 0 | 0 | 0 | 0 | 0 | 0 | 0 | 0 | 0 | 0 | 0 | 0 | 0 | 0 | 0 | 0 | 0 | 0 | 0 | 0 | 0 | 0 | 0 | 0 | 0 | 0 | 0 | 0 | 0 | 0 | 0 | 0 | 0 | 0 | 0 | 0 | 0 | 0 | 0 | 0 | 0 | 0 | 0 | 0 | 0
62 | 0 | [61 empty] | 0 | 0 | 0 | 0 | 0 | 0 | 0 | 0 | 0 | 0 | 0 | 0 | 0 | 0 | 0 | 0 | 0 | 0 | 0 | 0 | 0 | 0 | 0 | 0 | 0 | 0 | 0 | 0 | 0 | 0 | 0 | 0 | 0 | 0 | 0 | 0 | 0 | 0 | 0 | 0 | 0 | 0 | 0 | 0 | 0 | 0 | 0 | 0 | 0 | 0 | 0 | 0 | 0 | 0 | 0 | 0 | 0 | 0 | 0 | 0 | 0 | 0 | 0 | 0 | 0 | 0 | 0 | 0 | 0 | 0 | 0 | 0 | 0 | 0 | 0 | 0 | 0 | 0 | 0 | 0 | 0 | 0 | 0 | 0 | 0 | 0 | 0 | 0 | 0 | 0 | 0 | 0 | 0 | 0 | 0 | 0 | 0 | 0 | 0 | 0 | 0 | 0 | 0 | 0 | 0 | 0 | 0 | 0 | 0 | 0 | 0 | 0 | 0 | 0 | 0 | 0 | 0 | 0 | 0 | 0 | 0 | 0 | 0 | 0 | 0 | 0 | 0 | 0 | 0 | 0 | 0 | 0 | 0 | 0 | 0 | 0 | 0 | 0 | 0 | 0 | 0 | 0 | 0 | 0 | 0 | 0 | 0 | 0 | 0 | 0 | 0 | 0 | 0 | 0 | 0
63 | 0 | [62 empty] | 0 | 0 | 0 | 0 | 0 | 0 | 0 | 0 | 0 | 0 | 0 | 0 | 0 | 0 | 0 | 0 | 0 | 0 | 0 | 0 | 0 | 0 | 0 | 0 | 0 | 0 | 0 | 0 | 0 | 0 | 0 | 0 | 0 | 0 | 0 | 0 | 0 | 0 | 0 | 0 | 0 | 0 | 0 | 0 | 0 | 0 | 0 | 0 | 0 | 0 | 0 | 0 | 0 | 0 | 0 | 0 | 0 | 0 | 0 | 0 | 0 | 0 | 0 | 0 | 0 | 0 | 0 | 0 | 0 | 0 | 0 | 0 | 0 | 0 | 0 | 0 | 0 | 0 | 0 | 0 | 0 | 0 | 0 | 0 | 0 | 0 | 0 | 0 | 0 | 0 | 0 | 0 | 0 | 0 | 0 | 0 | 0 | 0 | 0 | 0 | 0 | 0 | 0 | 0 | 0 | 0 | 0 | 0 | 0 | 0 | 0 | 0 | 0 | 0 | 0 | 0 | 0 | 0 | 0 | 0 | 0 | 0 | 0 | 0 | 0 | 0 | 0 | 0 | 0 | 0 | 0 | 0 | 0 | 0 | 0 | 0 | 0 | 0 | 0 | 0 | 0 | 0 | 0 | 0 | 0 | 0 | 0 | 0 | 0 | 0 | 0 | 0 | 0 | 0
64 | 0 | [63 empty] | 0 | 0 | 0 | 0 | 0 | 0 | 0 | 0 | 0 | 0 | 0 | 0 | 0 | 0 | 0 | 0 | 0 | 0 | 0 | 0 | 0 | 0 | 0 | 0 | 0 | 0 | 0 | 0 | 0 | 0 | 0 | 0 | 0 | 0 | 0 | 0 | 0 | 0 | 0 | 0 | 0 | 0 | 0 | 0 | 0 | 0 | 0 | 0 | 0 | 0 | 0 | 0 | 0 | 0 | 0 | 0 | 0 | 0 | 0 | 0 | 0 | 0 | 0 | 0 | 0 | 0 | 0 | 0 | 0 | 0 | 0 | 0 | 0 | 0 | 0 | 0 | 0 | 0 | 0 | 0 | 0 | 0 | 0 | 0 | 0 | 0 | 0 | 0 | 0 | 0 | 0 | 0 | 0 | 0 | 0 | 0 | 0 | 0 | 0 | 0 | 0 | 0 | 0 | 0 | 0 | 0 | 0 | 0 | 0 | 0 | 0 | 0 | 0 | 0 | 0 | 0 | 0 | 0 | 0 | 0 | 0 | 0 | 0 | 0 | 0 | 0 | 0 | 0 | 0 | 0 | 0 | 0 | 0 | 0 | 0 | 0 | 0 | 0 | 0 | 0 | 0 | 0 | 0 | 0 | 0 | 0 | 0 | 0 | 0 | 0 | 0 | 0 | 0
65 | 0 | [64 empty] | 0 | 0 | 0 | 0 | 0 | 0 | 0 | 0 | 0 | 0 | 0 | 0 | 0 | 0 | 0 | 0 | 0 | 0 | 0 | 0 | 0 | 0 | 0 | 0 | 0 | 0 | 0 | 0 | 0 | 0 | 0 | 0 | 0 | 0 | 0 | 0 | 0 | 0 | 0 | 0 | 0 | 0 | 0 | 0 | 0 | 0 | 0 | 0 | 0 | 0 | 0 | 0 | 0 | 0 | 0 | 0 | 0 | 0 | 0 | 0 | 0 | 0 | 0 | 0 | 0 | 0 | 0 | 0 | 0 | 0 | 0 | 0 | 0 | 0 | 0 | 0 | 0 | 0 | 0 | 0 | 0 | 0 | 0 | 0 | 0 | 0 | 0 | 0 | 0 | 0 | 0 | 0 | 0 | 0 | 0 | 0 | 0 | 0 | 0 | 0 | 0 | 0 | 0 | 0 | 0 | 0 | 0 | 0 | 0 | 0 | 0 | 0 | 0 | 0 | 0 | 0 | 0 | 0 | 0 | 0 | 0 | 0 | 0 | 0 | 0 | 0 | 0 | 0 | 0 | 0 | 0 | 0 | 0 | 0 | 0 | 0 | 0 | 0 | 0 | 0 | 0 | 0 | 0 | 0 | 0 | 0 | 0 | 0 | 0 | 0 | 0 | 0
66 | 0 | [65 empty] | 0 | 0 | 0 | 0 | 0 | 0 | 0 | 0 | 0 | 0 | 0 | 0 | 0 | 0 | 0 | 0 | 0 | 0 | 0 | 0 | 0 | 0 | 0 | 0 | 0 | 0 | 0 | 0 | 0 | 0 | 0 | 0 | 0 | 0 | 0 | 0 | 0 | 0 | 0 | 0 | 0 | 0 | 0 | 0 | 0 | 0 | 0 | 0 | 0 | 0 | 0 | 0 | 0 | 0 | 0 | 0 | 0 | 0 | 0 | 0 | 0 | 0 | 0 | 0 | 0 | 0 | 0 | 0 | 0 | 0 | 0 | 0 | 0 | 0 | 0 | 0 | 0 | 0 | 0 | 0 | 0 | 0 | 0 | 0 | 0 | 0 | 0 | 0 | 0 | 0 | 0 | 0 | 0 | 0 | 0 | 0 | 0 | 0 | 0 | 0 | 0 | 0 | 0 | 0 | 0 | 0 | 0 | 0 | 0 | 0 | 0 | 0 | 0 | 0 | 0 | 0 | 0 | 0 | 0 | 0 | 0 | 0 | 0 | 0 | 0 | 0 | 0 | 0 | 0 | 0 | 0 | 0 | 0 | 0 | 0 | 0 | 0 | 0 | 0 | 0 | 0 | 0 | 0 | 0 | 0 | 0 | 0 | 0 | 0 | 0 | 0
67 | 0 | [66 empty] | 0 | 0 | 0 | 0 | 0 | 0 | 0 | 0 | 0 | 0 | 0 | 0 | 0 | 0 | 0 | 0 | 0 | 0 | 0 | 0 | 0 | 0 | 0 | 0 | 0 | 0 | 0 | 0 | 0 | 0 | 0 | 0 | 0 | 0 | 0 | 0 | 0 | 0 | 0 | 0 | 0 | 0 | 0 | 0 | 0 | 0 | 0 | 0 | 0 | 0 | 0 | 0 | 0 | 0 | 0 | 0 | 0 | 0 | 0 | 0 | 0 | 0 | 0 | 0 | 0 | 0 | 0 | 0 | 0 | 0 | 0 | 0 | 0 | 0 | 0 | 0 | 0 | 0 | 0 | 0 | 0 | 0 | 0 | 0 | 0 | 0 | 0 | 0 | 0 | 0 | 0 | 0 | 0 | 0 | 0 | 0 | 0 | 0 | 0 | 0 | 0 | 0 | 0 | 0 | 0 | 0 | 0 | 0 | 0 | 0 | 0 | 0 | 0 | 0 | 0 | 0 | 0 | 0 | 0 | 0 | 0 | 0 | 0 | 0 | 0 | 0 | 0 | 0 | 0 | 0 | 0 | 0 | 0 | 0 | 0 | 0 | 0 | 0 | 0 | 0 | 0 | 0 | 0 | 0 | 0 | 0 | 0 | 0 | 0 | 0
68 | 0 | [67 empty] | 0 | 0 | 0 | 0 | 0 | 0 | 0 | 0 | 0 | 0 | 0 | 0 | 0 | 0 | 0 | 0 | 0 | 0 | 0 | 0 | 0 | 0 | 0 | 0 | 0 | 0 | 0 | 0 | 0 | 0 | 0 | 0 | 0 | 0 | 0 | 0 | 0 | 0 | 0 | 0 | 0 | 0 | 0 | 0 | 0 | 0 | 0 | 0 | 0 | 0 | 0 | 0 | 0 | 0 | 0 | 0 | 0 | 0 | 0 | 0 | 0 | 0 | 0 | 0 | 0 | 0 | 0 | 0 | 0 | 0 | 0 | 0 | 0 | 0 | 0 | 0 | 0 | 0 | 0 | 0 | 0 | 0 | 0 | 0 | 0 | 0 | 0 | 0 | 0 | 0 | 0 | 0 | 0 | 0 | 0 | 0 | 0 | 0 | 0 | 0 | 0 | 0 | 0 | 0 | 0 | 0 | 0 | 0 | 0 | 0 | 0 | 0 | 0 | 0 | 0 | 0 | 0 | 0 | 0 | 0 | 0 | 0 | 0 | 0 | 0 | 0 | 0 | 0 | 0 | 0 | 0 | 0 | 0 | 0 | 0 | 0 | 0 | 0 | 0 | 0 | 0 | 0 | 0 | 0 | 0 | 0 | 0 | 0 | 0
69 | 0 | [68 empty] | 0 | 0 | 0 | 0 | 0 | 0 | 0 | 0 | 0 | 0 | 0 | 0 | 0 | 0 | 0 | 0 | 0 | 0 | 0 | 0 | 0 | 0 | 0 | 0 | 0 | 0 | 0 | 0 | 0 | 0 | 0 | 0 | 0 | 0 | 0 | 0 | 0 | 0 | 0 | 0 | 0 | 0 | 0 | 0 | 0 | 0 | 0 | 0 | 0 | 0 | 0 | 0 | 0 | 0 | 0 | 0 | 0 | 0 | 0 | 0 | 0 | 0 | 0 | 0 | 0 | 0 | 0 | 0 | 0 | 0 | 0 | 0 | 0 | 0 | 0 | 0 | 0 | 0 | 0 | 0 | 0 | 0 | 0 | 0 | 0 | 0 | 0 | 0 | 0 | 0 | 0 | 0 | 0 | 0 | 0 | 0 | 0 | 0 | 0 | 0 | 0 | 0 | 0 | 0 | 0 | 0 | 0 | 0 | 0 | 0 | 0 | 0 | 0 | 0 | 0 | 0 | 0 | 0 | 0 | 0 | 0 | 0 | 0 | 0 | 0 | 0 | 0 | 0 | 0 | 0 | 0 | 0 | 0 | 0 | 0 | 0 | 0 | 0 | 0 | 0 | 0 | 0 | 0 | 0 | 0 | 0 | 0 | 0
70 | 0 | [69 empty] | 0 | 0 | 0 | 0 | 0 | 0 | 0 | 0 | 0 | 0 | 0 | 0 | 0 | 0 | 0 | 0 | 0 | 0 | 0 | 0 | 0 | 0 | 0 | 0 | 0 | 0 | 0 | 0 | 0 | 0 | 0 | 0 | 0 | 0 | 0 | 0 | 0 | 0 | 0 | 0 | 0 | 0 | 0 | 0 | 0 | 0 | 0 | 0 | 0 | 0 | 0 | 0 | 0 | 0 | 0 | 0 | 0 | 0 | 0 | 0 | 0 | 0 | 0 | 0 | 0 | 0 | 0 | 0 | 0 | 0 | 0 | 0 | 0 | 0 | 0 | 0 | 0 | 0 | 0 | 0 | 0 | 0 | 0 | 0 | 0 | 0 | 0 | 0 | 0 | 0 | 0 | 0 | 0 | 0 | 0 | 0 | 0 | 0 | 0 | 0 | 0 | 0 | 0 | 0 | 0 | 0 | 0 | 0 | 0 | 0 | 0 | 0 | 0 | 0 | 0 | 0 | 0 | 0 | 0 | 0 | 0 | 0 | 0 | 0 | 0 | 0 | 0 | 0 | 0 | 0 | 0 | 0 | 0 | 0 | 0 | 0 | 0 | 0 | 0 | 0 | 0 | 0 | 0 | 0 | 0 | 0 | 0
71 | 0 | [70 empty] | 0 | 0 | 0 | 0 | 0 | 0 | 0 | 0 | 0 | 0 | 0 | 0 | 0 | 0 | 0 | 0 | 0 | 0 | 0 | 0 | 0 | 0 | 0 | 0 | 0 | 0 | 0 | 0 | 0 | 0 | 0 | 0 | 0 | 0 | 0 | 0 | 0 | 0 | 0 | 0 | 0 | 0 | 0 | 0 | 0 | 0 | 0 | 0 | 0 | 0 | 0 | 0 | 0 | 0 | 0 | 0 | 0 | 0 | 0 | 0 | 0 | 0 | 0 | 0 | 0 | 0 | 0 | 0 | 0 | 0 | 0 | 0 | 0 | 0 | 0 | 0 | 0 | 0 | 0 | 0 | 0 | 0 | 0 | 0 | 0 | 0 | 0 | 0 | 0 | 0 | 0 | 0 | 0 | 0 | 0 | 0 | 0 | 0 | 0 | 0 | 0 | 0 | 0 | 0 | 0 | 0 | 0 | 0 | 0 | 0 | 0 | 0 | 0 | 0 | 0 | 0 | 0 | 0 | 0 | 0 | 0 | 0 | 0 | 0 | 0 | 0 | 0 | 0 | 0 | 0 | 0 | 0 | 0 | 0 | 0 | 0 | 0 | 0 | 0 | 0 | 0 | 0 | 0 | 0 | 0 | 0
72 | 0 | [71 empty] | 0 | 0 | 0 | 0 | 0 | 0 | 0 | 0 | 0 | 0 | 0 | 0 | 0 | 0 | 0 | 0 | 0 | 0 | 0 | 0 | 0 | 0 | 0 | 0 | 0 | 0 | 0 | 0 | 0 | 0 | 0 | 0 | 0 | 0 | 0 | 0 | 0 | 0 | 0 | 0 | 0 | 0 | 0 | 0 | 0 | 0 | 0 | 0 | 0 | 0 | 0 | 0 | 0 | 0 | 0 | 0 | 0 | 0 | 0 | 0 | 0 | 0 | 0 | 0 | 0 | 0 | 0 | 0 | 0 | 0 | 0 | 0 | 0 | 0 | 0 | 0 | 0 | 0 | 0 | 0 | 0 | 0 | 0 | 0 | 0 | 0 | 0 | 0 | 0 | 0 | 0 | 0 | 0 | 0 | 0 | 0 | 0 | 0 | 0 | 0 | 0 | 0 | 0 | 0 | 0 | 0 | 0 | 0 | 0 | 0 | 0 | 0 | 0 | 0 | 0 | 0 | 0 | 0 | 0 | 0 | 0 | 0 | 0 | 0 | 0 | 0 | 0 | 0 | 0 | 0 | 0 | 0 | 0 | 0 | 0 | 0 | 0 | 0 | 0 | 0 | 0 | 0 | 0 | 0 | 0
73 | 0 | [72 empty] | 0 | 0 | 0 | 0 | 0 | 0 | 0 | 0 | 0 | 0 | 0 | 0 | 0 | 0 | 0 | 0 | 0 | 0 | 0 | 0 | 0 | 0 | 0 | 0 | 0 | 0 | 0 | 0 | 0 | 0 | 0 | 0 | 0 | 0 | 0 | 0 | 0 | 0 | 0 | 0 | 0 | 0 | 0 | 0 | 0 | 0 | 0 | 0 | 0 | 0 | 0 | 0 | 0 | 0 | 0 | 0 | 0 | 0 | 0 | 0 | 0 | 0 | 0 | 0 | 0 | 0 | 0 | 0 | 0 | 0 | 0 | 0 | 0 | 0 | 0 | 0 | 0 | 0 | 0 | 0 | 0 | 0 | 0 | 0 | 0 | 0 | 0 | 0 | 0 | 0 | 0 | 0 | 0 | 0 | 0 | 0 | 0 | 0 | 0 | 0 | 0 | 0 | 0 | 0 | 0 | 0 | 0 | 0 | 0 | 0 | 0 | 0 | 0 | 0 | 0 | 0 | 0 | 0 | 0 | 0 | 0 | 0 | 0 | 0 | 0 | 0 | 0 | 0 | 0 | 0 | 0 | 0 | 0 | 0 | 0 | 0 | 0 | 0 | 0 | 0 | 0 | 0 | 0 | 0
74 | 0 | [73 empty] | 0 | 0 | 0 | 0 | 0 | 0 | 0 | 0 | 0 | 0 | 0 | 0 | 0 | 0 | 0 | 0 | 0 | 0 | 0 | 0 | 0 | 0 | 0 | 0 | 0 | 0 | 0 | 0 | 0 | 0 | 0 | 0 | 0 | 0 | 0 | 0 | 0 | 0 | 0 | 0 | 0 | 0 | 0 | 0 | 0 | 0 | 0 | 0 | 0 | 0 | 0 | 0 | 0 | 0 | 0 | 0 | 0 | 0 | 0 | 0 | 0 | 0 | 0 | 0 | 0 | 0 | 0 | 0 | 0 | 0 | 0 | 0 | 0 | 0 | 0 | 0 | 0 | 0 | 0 | 0 | 0 | 0 | 0 | 0 | 0 | 0 | 0 | 0 | 0 | 0 | 0 | 0 | 0 | 0 | 0 | 0 | 0 | 0 | 0 | 0 | 0 | 0 | 0 | 0 | 0 | 0 | 0 | 0 | 0 | 0 | 0 | 0 | 0 | 0 | 0 | 0 | 0 | 0 | 0 | 0 | 0 | 0 | 0 | 0 | 0 | 0 | 0 | 0 | 0 | 0 | 0 | 0 | 0 | 0 | 0 | 0 | 0 | 0 | 0 | 0 | 0 | 0 | 0
75 | 0 | [74 empty] | 0 | 0 | 0 | 0 | 0 | 0 | 0 | 0 | 0 | 0 | 0 | 0 | 0 | 0 | 0 | 0 | 0 | 0 | 0 | 0 | 0 | 0 | 0 | 0 | 0 | 0 | 0 | 0 | 0 | 0 | 0 | 0 | 0 | 0 | 0 | 0 | 0 | 0 | 0 | 0 | 0 | 0 | 0 | 0 | 0 | 0 | 0 | 0 | 0 | 0 | 0 | 0 | 0 | 0 | 0 | 0 | 0 | 0 | 0 | 0 | 0 | 0 | 0 | 0 | 0 | 0 | 0 | 0 | 0 | 0 | 0 | 0 | 0 | 0 | 0 | 0 | 0 | 0 | 0 | 0 | 0 | 0 | 0 | 0 | 0 | 0 | 0 | 0 | 0 | 0 | 0 | 0 | 0 | 0 | 0 | 0 | 0 | 0 | 0 | 0 | 0 | 0 | 0 | 0 | 0 | 0 | 0 | 0 | 0 | 0 | 0 | 0 | 0 | 0 | 0 | 0 | 0 | 0 | 0 | 0 | 0 | 0 | 0 | 0 | 0 | 0 | 0 | 0 | 0 | 0 | 0 | 0 | 0 | 0 | 0 | 0 | 0 | 0 | 0 | 0 | 0 | 0
76 | 0 | [75 empty] | 0 | 0 | 0 | 0 | 0 | 0 | 0 | 0 | 0 | 0 | 0 | 0 | 0 | 0 | 0 | 0 | 0 | 0 | 0 | 0 | 0 | 0 | 0 | 0 | 0 | 0 | 0 | 0 | 0 | 0 | 0 | 0 | 0 | 0 | 0 | 0 | 0 | 0 | 0 | 0 | 0 | 0 | 0 | 0 | 0 | 0 | 0 | 0 | 0 | 0 | 0 | 0 | 0 | 0 | 0 | 0 | 0 | 0 | 0 | 0 | 0 | 0 | 0 | 0 | 0 | 0 | 0 | 0 | 0 | 0 | 0 | 0 | 0 | 0 | 0 | 0 | 0 | 0 | 0 | 0 | 0 | 0 | 0 | 0 | 0 | 0 | 0 | 0 | 0 | 0 | 0 | 0 | 0 | 0 | 0 | 0 | 0 | 0 | 0 | 0 | 0 | 0 | 0 | 0 | 0 | 0 | 0 | 0 | 0 | 0 | 0 | 0 | 0 | 0 | 0 | 0 | 0 | 0 | 0 | 0 | 0 | 0 | 0 | 0 | 0 | 0 | 0 | 0 | 0 | 0 | 0 | 0 | 0 | 0 | 0 | 0 | 0 | 0 | 0 | 0 | 0
77 | 0 | [76 empty] | 0 | 0 | 0 | 0 | 0 | 0 | 0 | 0 | 0 | 0 | 0 | 0 | 0 | 0 | 0 | 0 | 0 | 0 | 0 | 0 | 0 | 0 | 0 | 0 | 0 | 0 | 0 | 0 | 0 | 0 | 0 | 0 | 0 | 0 | 0 | 0 | 0 | 0 | 0 | 0 | 0 | 0 | 0 | 0 | 0 | 0 | 0 | 0 | 0 | 0 | 0 | 0 | 0 | 0 | 0 | 0 | 0 | 0 | 0 | 0 | 0 | 0 | 0 | 0 | 0 | 0 | 0 | 0 | 0 | 0 | 0 | 0 | 0 | 0 | 0 | 0 | 0 | 0 | 0 | 0 | 0 | 0 | 0 | 0 | 0 | 0 | 0 | 0 | 0 | 0 | 0 | 0 | 0 | 0 | 0 | 0 | 0 | 0 | 0 | 0 | 0 | 0 | 0 | 0 | 0 | 0 | 0 | 0 | 0 | 0 | 0 | 0 | 0 | 0 | 0 | 0 | 0 | 0 | 0 | 0 | 0 | 0 | 0 | 0 | 0 | 0 | 0 | 0 | 0 | 0 | 0 | 0 | 0 | 0 | 0 | 0 | 0 | 0 | 0 | 0
78 | 0 | [77 empty] | 0 | 0 | 0 | 0 | 0 | 0 | 0 | 0 | 0 | 0 | 0 | 0 | 0 | 0 | 0 | 0 | 0 | 0 | 0 | 0 | 0 | 0 | 0 | 0 | 0 | 0 | 0 | 0 | 0 | 0 | 0 | 0 | 0 | 0 | 0 | 0 | 0 | 0 | 0 | 0 | 0 | 0 | 0 | 0 | 0 | 0 | 0 | 0 | 0 | 0 | 0 | 0 | 0 | 0 | 0 | 0 | 0 | 0 | 0 | 0 | 0 | 0 | 0 | 0 | 0 | 0 | 0 | 0 | 0 | 0 | 0 | 0 | 0 | 0 | 0 | 0 | 0 | 0 | 0 | 0 | 0 | 0 | 0 | 0 | 0 | 0 | 0 | 0 | 0 | 0 | 0 | 0 | 0 | 0 | 0 | 0 | 0 | 0 | 0 | 0 | 0 | 0 | 0 | 0 | 0 | 0 | 0 | 0 | 0 | 0 | 0 | 0 | 0 | 0 | 0 | 0 | 0 | 0 | 0 | 0 | 0 | 0 | 0 | 0 | 0 | 0 | 0 | 0 | 0 | 0 | 0 | 0 | 0 | 0 | 0 | 0 | 0 | 0 | 0
79 | 0 | [78 empty] | 0 | 0 | 0 | 0 | 0 | 0 | 0 | 0 | 0 | 0 | 0 | 0 | 0 | 0 | 0 | 0 | 0 | 0 | 0 | 0 | 0 | 0 | 0 | 0 | 0 | 0 | 0 | 0 | 0 | 0 | 0 | 0 | 0 | 0 | 0 | 0 | 0 | 0 | 0 | 0 | 0 | 0 | 0 | 0 | 0 | 0 | 0 | 0 | 0 | 0 | 0 | 0 | 0 | 0 | 0 | 0 | 0 | 0 | 0 | 0 | 0 | 0 | 0 | 0 | 0 | 0 | 0 | 0 | 0 | 0 | 0 | 0 | 0 | 0 | 0 | 0 | 0 | 0 | 0 | 0 | 0 | 0 | 0 | 0 | 0 | 0 | 0 | 0 | 0 | 0 | 0 | 0 | 0 | 0 | 0 | 0 | 0 | 0 | 0 | 0 | 0 | 0 | 0 | 0 | 0 | 0 | 0 | 0 | 0 | 0 | 0 | 0 | 0 | 0 | 0 | 0 | 0 | 0 | 0 | 0 | 0 | 0 | 0 | 0 | 0 | 0 | 0 | 0 | 0 | 0 | 0 | 0 | 0 | 0 | 0 | 0 | 0 | 0
80 | 0 | [79 empty] | 0 | 0 | 0 | 0 | 0 | 0 | 0 | 0 | 0 | 0 | 0 | 0 | 0 | 0 | 0 | 0 | 0 | 0 | 0 | 0 | 0 | 0 | 0 | 0 | 0 | 0 | 0 | 0 | 0 | 0 | 0 | 0 | 0 | 0 | 0 | 0 | 0 | 0 | 0 | 0 | 0 | 0 | 0 | 0 | 0 | 0 | 0 | 0 | 0 | 0 | 0 | 0 | 0 | 0 | 0 | 0 | 0 | 0 | 0 | 0 | 0 | 0 | 0 | 0 | 0 | 0 | 0 | 0 | 0 | 0 | 0 | 0 | 0 | 0 | 0 | 0 | 0 | 0 | 0 | 0 | 0 | 0 | 0 | 0 | 0 | 0 | 0 | 0 | 0 | 0 | 0 | 0 | 0 | 0 | 0 | 0 | 0 | 0 | 0 | 0 | 0 | 0 | 0 | 0 | 0 | 0 | 0 | 0 | 0 | 0 | 0 | 0 | 0 | 0 | 0 | 0 | 0 | 0 | 0 | 0 | 0 | 0 | 0 | 0 | 0 | 0 | 0 | 0 | 0 | 0 | 0 | 0 | 0 | 0 | 0 | 0 | 0
81 | 0 | [80 empty] | 0 | 0 | 0 | 0 | 0 | 0 | 0 | 0 | 0 | 0 | 0 | 0 | 0 | 0 | 0 | 0 | 0 | 0 | 0 | 0 | 0 | 0 | 0 | 0 | 0 | 0 | 0 | 0 | 0 | 0 | 0 | 0 | 0 | 0 | 0 | 0 | 0 | 0 | 0 | 0 | 0 | 0 | 0 | 0 | 0 | 0 | 0 | 0 | 0 | 0 | 0 | 0 | 0 | 0 | 0 | 0 | 0 | 0 | 0 | 0 | 0 | 0 | 0 | 0 | 0 | 0 | 0 | 0 | 0 | 0 | 0 | 0 | 0 | 0 | 0 | 0 | 0 | 0 | 0 | 0 | 0 | 0 | 0 | 0 | 0 | 0 | 0 | 0 | 0 | 0 | 0 | 0 | 0 | 0 | 0 | 0 | 0 | 0 | 0 | 0 | 0 | 0 | 0 | 0 | 0 | 0 | 0 | 0 | 0 | 0 | 0 | 0 | 0 | 0 | 0 | 0 | 0 | 0 | 0 | 0 | 0 | 0 | 0 | 0 | 0 | 0 | 0 | 0 | 0 | 0 | 0 | 0 | 0 | 0 | 0 | 0
82 | 0 | [81 empty] | 0 | 0 | 0 | 0 | 0 | 0 | 0 | 0 | 0 | 0 | 0 | 0 | 0 | 0 | 0 | 0 | 0 | 0 | 0 | 0 | 0 | 0 | 0 | 0 | 0 | 0 | 0 | 0 | 0 | 0 | 0 | 0 | 0 | 0 | 0 | 0 | 0 | 0 | 0 | 0 | 0 | 0 | 0 | 0 | 0 | 0 | 0 | 0 | 0 | 0 | 0 | 0 | 0 | 0 | 0 | 0 | 0 | 0 | 0 | 0 | 0 | 0 | 0 | 0 | 0 | 0 | 0 | 0 | 0 | 0 | 0 | 0 | 0 | 0 | 0 | 0 | 0 | 0 | 0 | 0 | 0 | 0 | 0 | 0 | 0 | 0 | 0 | 0 | 0 | 0 | 0 | 0 | 0 | 0 | 0 | 0 | 0 | 0 | 0 | 0 | 0 | 0 | 0 | 0 | 0 | 0 | 0 | 0 | 0 | 0 | 0 | 0 | 0 | 0 | 0 | 0 | 0 | 0 | 0 | 0 | 0 | 0 | 0 | 0 | 0 | 0 | 0 | 0 | 0 | 0 | 0 | 0 | 0 | 0 | 0
83 | 0 | [82 empty] | 0 | 0 | 0 | 0 | 0 | 0 | 0 | 0 | 0 | 0 | 0 | 0 | 0 | 0 | 0 | 0 | 0 | 0 | 0 | 0 | 0 | 0 | 0 | 0 | 0 | 0 | 0 | 0 | 0 | 0 | 0 | 0 | 0 | 0 | 0 | 0 | 0 | 0 | 0 | 0 | 0 | 0 | 0 | 0 | 0 | 0 | 0 | 0 | 0 | 0 | 0 | 0 | 0 | 0 | 0 | 0 | 0 | 0 | 0 | 0 | 0 | 0 | 0 | 0 | 0 | 0 | 0 | 0 | 0 | 0 | 0 | 0 | 0 | 0 | 0 | 0 | 0 | 0 | 0 | 0 | 0 | 0 | 0 | 0 | 0 | 0 | 0 | 0 | 0 | 0 | 0 | 0 | 0 | 0 | 0 | 0 | 0 | 0 | 0 | 0 | 0 | 0 | 0 | 0 | 0 | 0 | 0 | 0 | 0 | 0 | 0 | 0 | 0 | 0 | 0 | 0 | 0 | 0 | 0 | 0 | 0 | 0 | 0 | 0 | 0 | 0 | 0 | 0 | 0 | 0 | 0 | 0 | 0 | 0
84 | 0 | [83 empty] | 0 | 0 | 0 | 0 | 0 | 0 | 0 | 0 | 0 | 0 | 0 | 0 | 0 | 0 | 0 | 0 | 0 | 0 | 0 | 0 | 0 | 0 | 0 | 0 | 0 | 0 | 0 | 0 | 0 | 0 | 0 | 0 | 0 | 0 | 0 | 0 | 0 | 0 | 0 | 0 | 0 | 0 | 0 | 0 | 0 | 0 | 0 | 0 | 0 | 0 | 0 | 0 | 0 | 0 | 0 | 0 | 0 | 0 | 0 | 0 | 0 | 0 | 0 | 0 | 0 | 0 | 0 | 0 | 0 | 0 | 0 | 0 | 0 | 0 | 0 | 0 | 0 | 0 | 0 | 0 | 0 | 0 | 0 | 0 | 0 | 0 | 0 | 0 | 0 | 0 | 0 | 0 | 0 | 0 | 0 | 0 | 0 | 0 | 0 | 0 | 0 | 0 | 0 | 0 | 0 | 0 | 0 | 0 | 0 | 0 | 0 | 0 | 0 | 0 | 0 | 0 | 0 | 0 | 0 | 0 | 0 | 0 | 0 | 0 | 0 | 0 | 0 | 0 | 0 | 0 | 0 | 0 | 0
85 | 0 | [84 empty] | 0 | 0 | 0 | 0 | 0 | 0 | 0 | 0 | 0 | 0 | 0 | 0 | 0 | 0 | 0 | 0 | 0 | 0 | 0 | 0 | 0 | 0 | 0 | 0 | 0 | 0 | 0 | 0 | 0 | 0 | 0 | 0 | 0 | 0 | 0 | 0 | 0 | 0 | 0 | 0 | 0 | 0 | 0 | 0 | 0 | 0 | 0 | 0 | 0 | 0 | 0 | 0 | 0 | 0 | 0 | 0 | 0 | 0 | 0 | 0 | 0 | 0 | 0 | 0 | 0 | 0 | 0 | 0 | 0 | 0 | 0 | 0 | 0 | 0 | 0 | 0 | 0 | 0 | 0 | 0 | 0 | 0 | 0 | 0 | 0 | 0 | 0 | 0 | 0 | 0 | 0 | 0 | 0 | 0 | 0 | 0 | 0 | 0 | 0 | 0 | 0 | 0 | 0 | 0 | 0 | 0 | 0 | 0 | 0 | 0 | 0 | 0 | 0 | 0 | 0 | 0 | 0 | 0 | 0 | 0 | 0 | 0 | 0 | 0 | 0 | 0 | 0 | 0 | 0 | 0 | 0 | 0
86 | 0 | [85 empty] | 0 | 0 | 0 | 0 | 0 | 0 | 0 | 0 | 0 | 0 | 0 | 0 | 0 | 0 | 0 | 0 | 0 | 0 | 0 | 0 | 0 | 0 | 0 | 0 | 0 | 0 | 0 | 0 | 0 | 0 | 0 | 0 | 0 | 0 | 0 | 0 | 0 | 0 | 0 | 0 | 0 | 0 | 0 | 0 | 0 | 0 | 0 | 0 | 0 | 0 | 0 | 0 | 0 | 0 | 0 | 0 | 0 | 0 | 0 | 0 | 0 | 0 | 0 | 0 | 0 | 0 | 0 | 0 | 0 | 0 | 0 | 0 | 0 | 0 | 0 | 0 | 0 | 0 | 0 | 0 | 0 | 0 | 0 | 0 | 0 | 0 | 0 | 0 | 0 | 0 | 0 | 0 | 0 | 0 | 0 | 0 | 0 | 0 | 0 | 0 | 0 | 0 | 0 | 0 | 0 | 0 | 0 | 0 | 0 | 0 | 0 | 0 | 0 | 0 | 0 | 0 | 0 | 0 | 0 | 0 | 0 | 0 | 0 | 0 | 0 | 0 | 0 | 0 | 0 | 0 | 0
87 | 0 | [86 empty] | 0 | 0 | 0 | 0 | 0 | 0 | 0 | 0 | 0 | 0 | 0 | 0 | 0 | 0 | 0 | 0 | 0 | 0 | 0 | 0 | 0 | 0 | 0 | 0 | 0 | 0 | 0 | 0 | 0 | 0 | 0 | 0 | 0 | 0 | 0 | 0 | 0 | 0 | 0 | 0 | 0 | 0 | 0 | 0 | 0 | 0 | 0 | 0 | 0 | 0 | 0 | 0 | 0 | 0 | 0 | 0 | 0 | 0 | 0 | 0 | 0 | 0 | 0 | 0 | 0 | 0 | 0 | 0 | 0 | 0 | 0 | 0 | 0 | 0 | 0 | 0 | 0 | 0 | 0 | 0 | 0 | 0 | 0 | 0 | 0 | 0 | 0 | 0 | 0 | 0 | 0 | 0 | 0 | 0 | 0 | 0 | 0 | 0 | 0 | 0 | 0 | 0 | 0 | 0 | 0 | 0 | 0 | 0 | 0 | 0 | 0 | 0 | 0 | 0 | 0 | 0 | 0 | 0 | 0 | 0 | 0 | 0 | 0 | 0 | 0 | 0 | 0 | 0 | 0 | 0
88 | 0 | 88: 0; 89: 0; 90: 0; 91: 0; 92: 0; 93: 0; 94: 0; 95: 0; 96: 0; 97: 0; 98: 0; 99: 0; 100: 0; 101: 0; 102: 0; 103: 0; 104: 0; 105: 0; 106: 0; 107: 0; 108: 0; 109: 0; 110: 0; 111: 0; 112: 0; 113: 0; 114: 0; 115: 0; 116: 0; 117: 0; 118: 0; 119: 0; 120: 0; 121: 0; 122: 0; 123: 0; 124: 0; 125: 0; 126: 0; 127: 0; 128: 0; 129: 0; 130: 0; 131: 0; 132: 0; 133: 0; 134: 0; 135: 0; 136: 0; 137: 0; 138: 0; 139: 0; 140: 0; 141: 0; 142: 0; 143: 0; 144: 0; 145: 0; 146: 0; 147: 0; 148: 0; 149: 0; 150: 0; 151: 0; 152: 0; 153: 0; 154: 0; 155: 0; 156: 0; 157: 0; 158: 0; 159: 0; 160: 0; 161: 0; 162: 0; 163: 0; 164: 0; 165: 0; 166: 0; 167: 0; 168: 0; 169: 0; 170: 0; 171: 0; 172: 0; 173: 0; 174: 0; 175: 0; 176: 0; 177: 0; 178: 0; 179: 0; 180: 0; 181: 0; 182: 0; 183: 0; 184: 0; 185: 0; 186: 0; 187: 0; 188: 0; 189: 0; 190: 0; 191: 0; 192: 0; 193: 0; 194: 0; 195: 0; 196: 0; 197: 0; 198: 0; 199: 0; 200: 0; 201: 0; 202: 0; 203: 0; 204: 0; 205: 0; 206: 0; 207: 0; 208: 0; 209: 0; 210: 0; 211: 0; 212: 0; 213: 0; 214: 0; 215: 0; 216: 0
89 | 0 | 89: 0; 90: 0; 91: 0; 92: 0; 93: 0; 94: 0; 95: 0; 96: 0; 97: 0; 98: 0; 99: 0; 100: 0; 101: 0; 102: 0; 103: 0; 104: 0; 105: 0; 106: 0; 107: 0; 108: 0; 109: 0; 110: 0; 111: 0; 112: 0; 113: 0; 114: 0; 115: 0; 116: 0; 117: 0; 118: 0; 119: 0; 120: 0; 121: 0; 122: 0; 123: 0; 124: 0; 125: 0; 126: 0; 127: 0; 128: 0; 129: 0; 130: 0; 131: 0; 132: 0; 133: 0; 134: 0; 135: 0; 136: 0; 137: 0; 138: 0; 139: 0; 140: 0; 141: 0; 142: 0; 143: 0; 144: 0; 145: 0; 146: 0; 147: 0; 148: 0; 149: 0; 150: 0; 151: 0; 152: 0; 153: 0; 154: 0; 155: 0; 156: 0; 157: 0; 158: 0; 159: 0; 160: 0; 161: 0; 162: 0; 163: 0; 164: 0; 165: 0; 166: 0; 167: 0; 168: 0; 169: 0; 170: 0; 171: 0; 172: 0; 173: 0; 174: 0; 175: 0; 176: 0; 177: 0; 178: 0; 179: 0; 180: 0; 181: 0; 182: 0; 183: 0; 184: 0; 185: 0; 186: 0; 187: 0; 188: 0; 189: 0; 190: 0; 191: 0; 192: 0; 193: 0; 194: 0; 195: 0; 196: 0; 197: 0; 198: 0; 199: 0; 200: 0; 201: 0; 202: 0; 203: 0; 204: 0; 205: 0; 206: 0; 207: 0; 208: 0; 209: 0; 210: 0; 211: 0; 212: 0; 213: 0; 214: 0; 215: 0; 216: 0
90 | 0 | 90: 0; 91: 0; 92: 0; 93: 0; 94: 0; 95: 0; 96: 0; 97: 0; 98: 0; 99: 0; 100: 0; 101: 0; 102: 0; 103: 0; 104: 0; 105: 0; 106: 0; 107: 0; 108: 0; 109: 0; 110: 0; 111: 0; 112: 0; 113: 0; 114: 0; 115: 0; 116: 0; 117: 0; 118: 0; 119: 0; 120: 0; 121: 0; 122: 0; 123: 0; 124: 0; 125: 0; 126: 0; 127: 0; 128: 0; 129: 0; 130: 0; 131: 0; 132: 0; 133: 0; 134: 0; 135: 0; 136: 0; 137: 0; 138: 0; 139: 0; 140: 0; 141: 0; 142: 0; 143: 0; 144: 0; 145: 0; 146: 0; 147: 0; 148: 0; 149: 0; 150: 0; 151: 0; 152: 0; 153: 0; 154: 0; 155: 0; 156: 0; 157: 0; 158: 0; 159: 0; 160: 0; 161: 0; 162: 0; 163: 0; 164: 0; 165: 0; 166: 0; 167: 0; 168: 0; 169: 0; 170: 0; 171: 0; 172: 0; 173: 0; 174: 0; 175: 0; 176: 0; 177: 0; 178: 0; 179: 0; 180: 0; 181: 0; 182: 0; 183: 0; 184: 0; 185: 0; 186: 0; 187: 0; 188: 0; 189: 0; 190: 0; 191: 0; 192: 0; 193: 0; 194: 0; 195: 0; 196: 0; 197: 0; 198: 0; 199: 0; 200: 0; 201: 0; 202: 0; 203: 0; 204: 0; 205: 0; 206: 0; 207: 0; 208: 0; 209: 0; 210: 0; 211: 0; 212: 0; 213: 0; 214: 0; 215: 0; 216: 0
91 | 0 | 91: 0; 92: 0; 93: 0; 94: 0; 95: 0; 96: 0; 97: 0; 98: 0; 99: 0; 100: 0; 101: 0; 102: 0; 103: 0; 104: 0; 105: 0; 106: 0; 107: 0; 108: 0; 109: 0; 110: 0; 111: 0; 112: 0; 113: 0; 114: 0; 115: 0; 116: 0; 117: 0; 118: 0; 119: 0; 120: 0; 121: 0; 122: 0; 123: 0; 124: 0; 125: 0; 126: 0; 127: 0; 128: 0; 129: 0; 130: 0; 131: 0; 132: 0; 133: 0; 134: 0; 135: 0; 136: 0; 137: 0; 138: 0; 139: 0; 140: 0; 141: 0; 142: 0; 143: 0; 144: 0; 145: 0; 146: 0; 147: 0; 148: 0; 149: 0; 150: 0; 151: 0; 152: 0; 153: 0; 154: 0; 155: 0; 156: 0; 157: 0; 158: 0; 159: 0; 160: 0; 161: 0; 162: 0; 163: 0; 164: 0; 165: 0; 166: 0; 167: 0; 168: 0; 169: 0; 170: 0; 171: 0; 172: 0; 173: 0; 174: 0; 175: 0; 176: 0; 177: 0; 178: 0; 179: 0; 180: 0; 181: 0; 182: 0; 183: 0; 184: 0; 185: 0; 186: 0; 187: 0; 188: 0; 189: 0; 190: 0; 191: 0; 192: 0; 193: 0; 194: 0; 195: 0; 196: 0; 197: 0; 198: 0; 199: 0; 200: 0; 201: 0; 202: 0; 203: 0; 204: 0; 205: 0; 206: 0; 207: 0; 208: 0; 209: 0; 210: 0; 211: 0; 212: 0; 213: 0; 214: 0; 215: 0; 216: 0
92 | 0 | 92: 0; 93: 0; 94: 0; 95: 0; 96: 0; 97: 0; 98: 0; 99: 0; 100: 0; 101: 0; 102: 0; 103: 0; 104: 0; 105: 0; 106: 0; 107: 0; 108: 0; 109: 0; 110: 0; 111: 0; 112: 0; 113: 0; 114: 0; 115: 0; 116: 0; 117: 0; 118: 0; 119: 0; 120: 0; 121: 0; 122: 0; 123: 0; 124: 0; 125: 0; 126: 0; 127: 0; 128: 0; 129: 0; 130: 0; 131: 0; 132: 0; 133: 0; 134: 0; 135: 0; 136: 0; 137: 0; 138: 0; 139: 0; 140: 0; 141: 0; 142: 0; 143: 0; 144: 0; 145: 0; 146: 0; 147: 0; 148: 0; 149: 0; 150: 0; 151: 0; 152: 0; 153: 0; 154: 0; 155: 0; 156: 0; 157: 0; 158: 0; 159: 0; 160: 0; 161: 0; 162: 0; 163: 0; 164: 0; 165: 0; 166: 0; 167: 0; 168: 0; 169: 0; 170: 0; 171: 0; 172: 0; 173: 0; 174: 0; 175: 0; 176: 0; 177: 0; 178: 0; 179: 0; 180: 0; 181: 0; 182: 0; 183: 0; 184: 0; 185: 0; 186: 0; 187: 0; 188: 0; 189: 0; 190: 0; 191: 0; 192: 0; 193: 0; 194: 0; 195: 0; 196: 0; 197: 0; 198: 0; 199: 0; 200: 0; 201: 0; 202: 0; 203: 0; 204: 0; 205: 0; 206: 0; 207: 0; 208: 0; 209: 0; 210: 0; 211: 0; 212: 0; 213: 0; 214: 0; 215: 0; 216: 0
93 | 0 | 93: 0; 94: 0; 95: 0; 96: 0; 97: 0; 98: 0; 99: 0; 100: 0; 101: 0; 102: 0; 103: 0; 104: 0; 105: 0; 106: 0; 107: 0; 108: 0; 109: 0; 110: 0; 111: 0; 112: 0; 113: 0; 114: 0; 115: 0; 116: 0; 117: 0; 118: 0; 119: 0; 120: 0; 121: 0; 122: 0; 123: 0; 124: 0; 125: 0; 126: 0; 127: 0; 128: 0; 129: 0; 130: 0; 131: 0; 132: 0; 133: 0; 134: 0; 135: 0; 136: 0; 137: 0; 138: 0; 139: 0; 140: 0; 141: 0; 142: 0; 143: 0; 144: 0; 145: 0; 146: 0; 147: 0; 148: 0; 149: 0; 150: 0; 151: 0; 152: 0; 153: 0; 154: 0; 155: 0; 156: 0; 157: 0; 158: 0; 159: 0; 160: 0; 161: 0; 162: 0; 163: 0; 164: 0; 165: 0; 166: 0; 167: 0; 168: 0; 169: 0; 170: 0; 171: 0; 172: 0; 173: 0; 174: 0; 175: 0; 176: 0; 177: 0; 178: 0; 179: 0; 180: 0; 181: 0; 182: 0; 183: 0; 184: 0; 185: 0; 186: 0; 187: 0; 188: 0; 189: 0; 190: 0; 191: 0; 192: 0; 193: 0; 194: 0; 195: 0; 196: 0; 197: 0; 198: 0; 199: 0; 200: 0; 201: 0; 202: 0; 203: 0; 204: 0; 205: 0; 206: 0; 207: 0; 208: 0; 209: 0; 210: 0; 211: 0; 212: 0; 213: 0; 214: 0; 215: 0; 216: 0
94 | 0 | 94: 0; 95: 0; 96: 0; 97: 0; 98: 0; 99: 0; 100: 0; 101: 0; 102: 0; 103: 0; 104: 0; 105: 0; 106: 0; 107: 0; 108: 0; 109: 0; 110: 0; 111: 0; 112: 0; 113: 0; 114: 0; 115: 0; 116: 0; 117: 0; 118: 0; 119: 0; 120: 0; 121: 0; 122: 0; 123: 0; 124: 0; 125: 0; 126: 0; 127: 0; 128: 0; 129: 0; 130: 0; 131: 0; 132: 0; 133: 0; 134: 0; 135: 0; 136: 0; 137: 0; 138: 0; 139: 0; 140: 0; 141: 0; 142: 0; 143: 0; 144: 0; 145: 0; 146: 0; 147: 0; 148: 0; 149: 0; 150: 0; 151: 0; 152: 0; 153: 0; 154: 0; 155: 0; 156: 0; 157: 0; 158: 0; 159: 0; 160: 0; 161: 0; 162: 0; 163: 0; 164: 0; 165: 0; 166: 0; 167: 0; 168: 0; 169: 0; 170: 0; 171: 0; 172: 0; 173: 0; 174: 0; 175: 0; 176: 0; 177: 0; 178: 0; 179: 0; 180: 0; 181: 0; 182: 0; 183: 0; 184: 0; 185: 0; 186: 0; 187: 0; 188: 0; 189: 0; 190: 0; 191: 0; 192: 0; 193: 0; 194: 0; 195: 0; 196: 0; 197: 0; 198: 0; 199: 0; 200: 0; 201: 0; 202: 0; 203: 0; 204: 0; 205: 0; 206: 0; 207: 0; 208: 0; 209: 0; 210: 0; 211: 0; 212: 0; 213: 0; 214: 0; 215: 0; 216: 0
95 | 0 | 95: 0; 96: 0; 97: 0; 98: 0; 99: 0; 100: 0; 101: 0; 102: 0; 103: 0; 104: 0; 105: 0; 106: 0; 107: 0; 108: 0; 109: 0; 110: 0; 111: 0; 112: 0; 113: 0; 114: 0; 115: 0; 116: 0; 117: 0; 118: 0; 119: 0; 120: 0; 121: 0; 122: 0; 123: 0; 124: 0; 125: 0; 126: 0; 127: 0; 128: 0; 129: 0; 130: 0; 131: 0; 132: 0; 133: 0; 134: 0; 135: 0; 136: 0; 137: 0; 138: 0; 139: 0; 140: 0; 141: 0; 142: 0; 143: 0; 144: 0; 145: 0; 146: 0; 147: 0; 148: 0; 149: 0; 150: 0; 151: 0; 152: 0; 153: 0; 154: 0; 155: 0; 156: 0; 157: 0; 158: 0; 159: 0; 160: 0; 161: 0; 162: 0; 163: 0; 164: 0; 165: 0; 166: 0; 167: 0; 168: 0; 169: 0; 170: 0; 171: 0; 172: 0; 173: 0; 174: 0; 175: 0; 176: 0; 177: 0; 178: 0; 179: 0; 180: 0; 181: 0; 182: 0; 183: 0; 184: 0; 185: 0; 186: 0; 187: 0; 188: 0; 189: 0; 190: 0; 191: 0; 192: 0; 193: 0; 194: 0; 195: 0; 196: 0; 197: 0; 198: 0; 199: 0; 200: 0; 201: 0; 202: 0; 203: 0; 204: 0; 205: 0; 206: 0; 207: 0; 208: 0; 209: 0; 210: 0; 211: 0; 212: 0; 213: 0; 214: 0; 215: 0; 216: 0
96 | 0 | 96: 0; 97: 0; 98: 0; 99: 0; 100: 0; 101: 0; 102: 0; 103: 0; 104: 0; 105: 0; 106: 0; 107: 0; 108: 0; 109: 0; 110: 0; 111: 0; 112: 0; 113: 0; 114: 0; 115: 0; 116: 0; 117: 0; 118: 0; 119: 0; 120: 0; 121: 0; 122: 0; 123: 0; 124: 0; 125: 0; 126: 0; 127: 0; 128: 0; 129: 0; 130: 0; 131: 0; 132: 0; 133: 0; 134: 0; 135: 0; 136: 0; 137: 0; 138: 0; 139: 0; 140: 0; 141: 0; 142: 0; 143: 0; 144: 0; 145: 0; 146: 0; 147: 0; 148: 0; 149: 0; 150: 0; 151: 0; 152: 0; 153: 0; 154: 0; 155: 0; 156: 0; 157: 0; 158: 0; 159: 0; 160: 0; 161: 0; 162: 0; 163: 0; 164: 0; 165: 0; 166: 0; 167: 0; 168: 0; 169: 0; 170: 0; 171: 0; 172: 0; 173: 0; 174: 0; 175: 0; 176: 0; 177: 0; 178: 0; 179: 0; 180: 0; 181: 0; 182: 0; 183: 0; 184: 0; 185: 0; 186: 0; 187: 0; 188: 0; 189: 0; 190: 0; 191: 0; 192: 0; 193: 0; 194: 0; 195: 0; 196: 0; 197: 0; 198: 0; 199: 0; 200: 0; 201: 0; 202: 0; 203: 0; 204: 0; 205: 0; 206: 0; 207: 0; 208: 0; 209: 0; 210: 0; 211: 0; 212: 0; 213: 0; 214: 0; 215: 0; 216: 0
97 | 0 | 97: 0; 98: 0; 99: 0; 100: 0; 101: 0; 102: 0; 103: 0; 104: 0; 105: 0; 106: 0; 107: 0; 108: 0; 109: 0; 110: 0; 111: 0; 112: 0; 113: 0; 114: 0; 115: 0; 116: 0; 117: 0; 118: 0; 119: 0; 120: 0; 121: 0; 122: 0; 123: 0; 124: 0; 125: 0; 126: 0; 127: 0; 128: 0; 129: 0; 130: 0; 131: 0; 132: 0; 133: 0; 134: 0; 135: 0; 136: 0; 137: 0; 138: 0; 139: 0; 140: 0; 141: 0; 142: 0; 143: 0; 144: 0; 145: 0; 146: 0; 147: 0; 148: 0; 149: 0; 150: 0; 151: 0; 152: 0; 153: 0; 154: 0; 155: 0; 156: 0; 157: 0; 158: 0; 159: 0; 160: 0; 161: 0; 162: 0; 163: 0; 164: 0; 165: 0; 166: 0; 167: 0; 168: 0; 169: 0; 170: 0; 171: 0; 172: 0; 173: 0; 174: 0; 175: 0; 176: 0; 177: 0; 178: 0; 179: 0; 180: 0; 181: 0; 182: 0; 183: 0; 184: 0; 185: 0; 186: 0; 187: 0; 188: 0; 189: 0; 190: 0; 191: 0; 192: 0; 193: 0; 194: 0; 195: 0; 196: 0; 197: 0; 198: 0; 199: 0; 200: 0; 201: 0; 202: 0; 203: 0; 204: 0; 205: 0; 206: 0; 207: 0; 208: 0; 209: 0; 210: 0; 211: 0; 212: 0; 213: 0; 214: 0; 215: 0; 216: 0
98 | 0 | 98: 0; 99: 0; 100: 0; 101: 0; 102: 0; 103: 0; 104: 0; 105: 0; 106: 0; 107: 0; 108: 0; 109: 0; 110: 0; 111: 0; 112: 0; 113: 0; 114: 0; 115: 0; 116: 0; 117: 0; 118: 0; 119: 0; 120: 0; 121: 0; 122: 0; 123: 0; 124: 0; 125: 0; 126: 0; 127: 0; 128: 0; 129: 0; 130: 0; 131: 0; 132: 0; 133: 0; 134: 0; 135: 0; 136: 0; 137: 0; 138: 0; 139: 0; 140: 0; 141: 0; 142: 0; 143: 0; 144: 0; 145: 0; 146: 0; 147: 0; 148: 0; 149: 0; 150: 0; 151: 0; 152: 0; 153: 0; 154: 0; 155: 0; 156: 0; 157: 0; 158: 0; 159: 0; 160: 0; 161: 0; 162: 0; 163: 0; 164: 0; 165: 0; 166: 0; 167: 0; 168: 0; 169: 0; 170: 0; 171: 0; 172: 0; 173: 0; 174: 0; 175: 0; 176: 0; 177: 0; 178: 0; 179: 0; 180: 0; 181: 0; 182: 0; 183: 0; 184: 0; 185: 0; 186: 0; 187: 0; 188: 0; 189: 0; 190: 0; 191: 0; 192: 0; 193: 0; 194: 0; 195: 0; 196: 0; 197: 0; 198: 0; 199: 0; 200: 0; 201: 0; 202: 0; 203: 0; 204: 0; 205: 0; 206: 0; 207: 0; 208: 0; 209: 0; 210: 0; 211: 0; 212: 0; 213: 0; 214: 0; 215: 0; 216: 0
99 | 0 | 99: 0; 100: 0; 101: 0; 102: 0; 103: 0; 104: 0; 105: 0; 106: 0; 107: 0; 108: 0; 109: 0; 110: 0; 111: 0; 112: 0; 113: 0; 114: 0; 115: 0; 116: 0; 117: 0; 118: 0; 119: 0; 120: 0; 121: 0; 122: 0; 123: 0; 124: 0; 125: 0; 126: 0; 127: 0; 128: 0; 129: 0; 130: 0; 131: 0; 132: 0; 133: 0; 134: 0; 135: 0; 136: 0; 137: 0; 138: 0; 139: 0; 140: 0; 141: 0; 142: 0; 143: 0; 144: 0; 145: 0; 146: 0; 147: 0; 148: 0; 149: 0; 150: 0; 151: 0; 152: 0; 153: 0; 154: 0; 155: 0; 156: 0; 157: 0; 158: 0; 159: 0; 160: 0; 161: 0; 162: 0; 163: 0; 164: 0; 165: 0; 166: 0; 167: 0; 168: 0; 169: 0; 170: 0; 171: 0; 172: 0; 173: 0; 174: 0; 175: 0; 176: 0; 177: 0; 178: 0; 179: 0; 180: 0; 181: 0; 182: 0; 183: 0; 184: 0; 185: 0; 186: 0; 187: 0; 188: 0; 189: 0; 190: 0; 191: 0; 192: 0; 193: 0; 194: 0; 195: 0; 196: 0; 197: 0; 198: 0; 199: 0; 200: 0; 201: 0; 202: 0; 203: 0; 204: 0; 205: 0; 206: 0; 207: 0; 208: 0; 209: 0; 210: 0; 211: 0; 212: 0; 213: 0; 214: 0; 215: 0; 216: 0
100 | 0 | 100: 0; 101: 0; 102: 0; 103: 0; 104: 0; 105: 0; 106: 0; 107: 0; 108: 0; 109: 0; 110: 0; 111: 0; 112: 0; 113: 0; 114: 0; 115: 0; 116: 0; 117: 0; 118: 0; 119: 0; 120: 0; 121: 0; 122: 0; 123: 0; 124: 0; 125: 0; 126: 0; 127: 0; 128: 0; 129: 0; 130: 0; 131: 0; 132: 0; 133: 0; 134: 0; 135: 0; 136: 0; 137: 0; 138: 0; 139: 0; 140: 0; 141: 0; 142: 0; 143: 0; 144: 0; 145: 0; 146: 0; 147: 0; 148: 0; 149: 0; 150: 0; 151: 0; 152: 0; 153: 0; 154: 0; 155: 0; 156: 0; 157: 0; 158: 0; 159: 0; 160: 0; 161: 0; 162: 0; 163: 0; 164: 0; 165: 0; 166: 0; 167: 0; 168: 0; 169: 0; 170: 0; 171: 0; 172: 0; 173: 0; 174: 0; 175: 0; 176: 0; 177: 0; 178: 0; 179: 0; 180: 0; 181: 0; 182: 0; 183: 0; 184: 0; 185: 0; 186: 0; 187: 0; 188: 0; 189: 0; 190: 0; 191: 0; 192: 0; 193: 0; 194: 0; 195: 0; 196: 0; 197: 0; 198: 0; 199: 0; 200: 0; 201: 0; 202: 0; 203: 0; 204: 0; 205: 0; 206: 0; 207: 0; 208: 0; 209: 0; 210: 0; 211: 0; 212: 0; 213: 0; 214: 0; 215: 0; 216: 0
101 | 0 | 101: 0; 102: 0; 103: 0; 104: 0; 105: 0; 106: 0; 107: 0; 108: 0; 109: 0; 110: 0; 111: 0; 112: 0; 113: 0; 114: 0; 115: 0; 116: 0; 117: 0; 118: 0; 119: 0; 120: 0; 121: 0; 122: 0; 123: 0; 124: 0; 125: 0; 126: 0; 127: 0; 128: 0; 129: 0; 130: 0; 131: 0; 132: 0; 133: 0; 134: 0; 135: 0; 136: 0; 137: 0; 138: 0; 139: 0; 140: 0; 141: 0; 142: 0; 143: 0; 144: 0; 145: 0; 146: 0; 147: 0; 148: 0; 149: 0; 150: 0; 151: 0; 152: 0; 153: 0; 154: 0; 155: 0; 156: 0; 157: 0; 158: 0; 159: 0; 160: 0; 161: 0; 162: 0; 163: 0; 164: 0; 165: 0; 166: 0; 167: 0; 168: 0; 169: 0; 170: 0; 171: 0; 172: 0; 173: 0; 174: 0; 175: 0; 176: 0; 177: 0; 178: 0; 179: 0; 180: 0; 181: 0; 182: 0; 183: 0; 184: 0; 185: 0; 186: 0; 187: 0; 188: 0; 189: 0; 190: 0; 191: 0; 192: 0; 193: 0; 194: 0; 195: 0; 196: 0; 197: 0; 198: 0; 199: 0; 200: 0; 201: 0; 202: 0; 203: 0; 204: 0; 205: 0; 206: 0; 207: 0; 208: 0; 209: 0; 210: 0; 211: 0; 212: 0; 213: 0; 214: 0; 215: 0; 216: 0
102 | 0 | 102: 0; 103: 0; 104: 0; 105: 0; 106: 0; 107: 0; 108: 0; 109: 0; 110: 0; 111: 0; 112: 0; 113: 0; 114: 0; 115: 0; 116: 0; 117: 0; 118: 0; 119: 0; 120: 0; 121: 0; 122: 0; 123: 0; 124: 0; 125: 0; 126: 0; 127: 0; 128: 0; 129: 0; 130: 0; 131: 0; 132: 0; 133: 0; 134: 0; 135: 0; 136: 0; 137: 0; 138: 0; 139: 0; 140: 0; 141: 0; 142: 0; 143: 0; 144: 0; 145: 0; 146: 0; 147: 0; 148: 0; 149: 0; 150: 0; 151: 0; 152: 0; 153: 0; 154: 0; 155: 0; 156: 0; 157: 0; 158: 0; 159: 0; 160: 0; 161: 0; 162: 0; 163: 0; 164: 0; 165: 0; 166: 0; 167: 0; 168: 0; 169: 0; 170: 0; 171: 0; 172: 0; 173: 0; 174: 0; 175: 0; 176: 0; 177: 0; 178: 0; 179: 0; 180: 0; 181: 0; 182: 0; 183: 0; 184: 0; 185: 0; 186: 0; 187: 0; 188: 0; 189: 0; 190: 0; 191: 0; 192: 0; 193: 0; 194: 0; 195: 0; 196: 0; 197: 0; 198: 0; 199: 0; 200: 0; 201: 0; 202: 0; 203: 0; 204: 0; 205: 0; 206: 0; 207: 0; 208: 0; 209: 0; 210: 0; 211: 0; 212: 0; 213: 0; 214: 0; 215: 0; 216: 0
103 | 0 | 103: 0; 104: 0; 105: 0; 106: 0; 107: 0; 108: 0; 109: 0; 110: 0; 111: 0; 112: 0; 113: 0; 114: 0; 115: 0; 116: 0; 117: 0; 118: 0; 119: 0; 120: 0; 121: 0; 122: 0; 123: 0; 124: 0; 125: 0; 126: 0; 127: 0; 128: 0; 129: 0; 130: 0; 131: 0; 132: 0; 133: 0; 134: 0; 135: 0; 136: 0; 137: 0; 138: 0; 139: 0; 140: 0; 141: 0; 142: 0; 143: 0; 144: 0; 145: 0; 146: 0; 147: 0; 148: 0; 149: 0; 150: 0; 151: 0; 152: 0; 153: 0; 154: 0; 155: 0; 156: 0; 157: 0; 158: 0; 159: 0; 160: 0; 161: 0; 162: 0; 163: 0; 164: 0; 165: 0; 166: 0; 167: 0; 168: 0; 169: 0; 170: 0; 171: 0; 172: 0; 173: 0; 174: 0; 175: 0; 176: 0; 177: 0; 178: 0; 179: 0; 180: 0; 181: 0; 182: 0; 183: 0; 184: 0; 185: 0; 186: 0; 187: 0; 188: 0; 189: 0; 190: 0; 191: 0; 192: 0; 193: 0; 194: 0; 195: 0; 196: 0; 197: 0; 198: 0; 199: 0; 200: 0; 201: 0; 202: 0; 203: 0; 204: 0; 205: 0; 206: 0; 207: 0; 208: 0; 209: 0; 210: 0; 211: 0; 212: 0; 213: 0; 214: 0; 215: 0; 216: 0
104 | 0 | 104: 0; 105: 0; 106: 0; 107: 0; 108: 0; 109: 0; 110: 0; 111: 0; 112: 0; 113: 0; 114: 0; 115: 0; 116: 0; 117: 0; 118: 0; 119: 0; 120: 0; 121: 0; 122: 0; 123: 0; 124: 0; 125: 0; 126: 0; 127: 0; 128: 0; 129: 0; 130: 0; 131: 0; 132: 0; 133: 0; 134: 0; 135: 0; 136: 0; 137: 0; 138: 0; 139: 0; 140: 0; 141: 0; 142: 0; 143: 0; 144: 0; 145: 0; 146: 0; 147: 0; 148: 0; 149: 0; 150: 0; 151: 0; 152: 0; 153: 0; 154: 0; 155: 0; 156: 0; 157: 0; 158: 0; 159: 0; 160: 0; 161: 0; 162: 0; 163: 0; 164: 0; 165: 0; 166: 0; 167: 0; 168: 0; 169: 0; 170: 0; 171: 0; 172: 0; 173: 0; 174: 0; 175: 0; 176: 0; 177: 0; 178: 0; 179: 0; 180: 0; 181: 0; 182: 0; 183: 0; 184: 0; 185: 0; 186: 0; 187: 0; 188: 0; 189: 0; 190: 0; 191: 0; 192: 0; 193: 0; 194: 0; 195: 0; 196: 0; 197: 0; 198: 0; 199: 0; 200: 0; 201: 0; 202: 0; 203: 0; 204: 0; 205: 0; 206: 0; 207: 0; 208: 0; 209: 0; 210: 0; 211: 0; 212: 0; 213: 0; 214: 0; 215: 0; 216: 0
105 | 0 | 105: 0; 106: 0; 107: 0; 108: 0; 109: 0; 110: 0; 111: 0; 112: 0; 113: 0; 114: 0; 115: 0; 116: 0; 117: 0; 118: 0; 119: 0; 120: 0; 121: 0; 122: 0; 123: 0; 124: 0; 125: 0; 126: 0; 127: 0; 128: 0; 129: 0; 130: 0; 131: 0; 132: 0; 133: 0; 134: 0; 135: 0; 136: 0; 137: 0; 138: 0; 139: 0; 140: 0; 141: 0; 142: 0; 143: 0; 144: 0; 145: 0; 146: 0; 147: 0; 148: 0; 149: 0; 150: 0; 151: 0; 152: 0; 153: 0; 154: 0; 155: 0; 156: 0; 157: 0; 158: 0; 159: 0; 160: 0; 161: 0; 162: 0; 163: 0; 164: 0; 165: 0; 166: 0; 167: 0; 168: 0; 169: 0; 170: 0; 171: 0; 172: 0; 173: 0; 174: 0; 175: 0; 176: 0; 177: 0; 178: 0; 179: 0; 180: 0; 181: 0; 182: 0; 183: 0; 184: 0; 185: 0; 186: 0; 187: 0; 188: 0; 189: 0; 190: 0; 191: 0; 192: 0; 193: 0; 194: 0; 195: 0; 196: 0; 197: 0; 198: 0; 199: 0; 200: 0; 201: 0; 202: 0; 203: 0; 204: 0; 205: 0; 206: 0; 207: 0; 208: 0; 209: 0; 210: 0; 211: 0; 212: 0; 213: 0; 214: 0; 215: 0; 216: 0
106 | 0 | 106: 0; 107: 0; 108: 0; 109: 0; 110: 0; 111: 0; 112: 0; 113: 0; 114: 0; 115: 0; 116: 0; 117: 0; 118: 0; 119: 0; 120: 0; 121: 0; 122: 0; 123: 0; 124: 0; 125: 0; 126: 0; 127: 0; 128: 0; 129: 0; 130: 0; 131: 0; 132: 0; 133: 0; 134: 0; 135: 0; 136: 0; 137: 0; 138: 0; 139: 0; 140: 0; 141: 0; 142: 0; 143: 0; 144: 0; 145: 0; 146: 0; 147: 0; 148: 0; 149: 0; 150: 0; 151: 0; 152: 0; 153: 0; 154: 0; 155: 0; 156: 0; 157: 0; 158: 0; 159: 0; 160: 0; 161: 0; 162: 0; 163: 0; 164: 0; 165: 0; 166: 0; 167: 0; 168: 0; 169: 0; 170: 0; 171: 0; 172: 0; 173: 0; 174: 0; 175: 0; 176: 0; 177: 0; 178: 0; 179: 0; 180: 0; 181: 0; 182: 0; 183: 0; 184: 0; 185: 0; 186: 0; 187: 0; 188: 0; 189: 0; 190: 0; 191: 0; 192: 0; 193: 0; 194: 0; 195: 0; 196: 0; 197: 0; 198: 0; 199: 0; 200: 0; 201: 0; 202: 0; 203: 0; 204: 0; 205: 0; 206: 0; 207: 0; 208: 0; 209: 0; 210: 0; 211: 0; 212: 0; 213: 0; 214: 0; 215: 0; 216: 0
107 | 0 | 107: 0; 108: 0; 109: 0; 110: 0; 111: 0; 112: 0; 113: 0; 114: 0; 115: 0; 116: 0; 117: 0; 118: 0; 119: 0; 120: 0; 121: 0; 122: 0; 123: 0; 124: 0; 125: 0; 126: 0; 127: 0; 128: 0; 129: 0; 130: 0; 131: 0; 132: 0; 133: 0; 134: 0; 135: 0; 136: 0; 137: 0; 138: 0; 139: 0; 140: 0; 141: 0; 142: 0; 143: 0; 144: 0; 145: 0; 146: 0; 147: 0; 148: 0; 149: 0; 150: 0; 151: 0; 152: 0; 153: 0; 154: 0; 155: 0; 156: 0; 157: 0; 158: 0; 159: 0; 160: 0; 161: 0; 162: 0; 163: 0; 164: 0; 165: 0; 166: 0; 167: 0; 168: 0; 169: 0; 170: 0; 171: 0; 172: 0; 173: 0; 174: 0; 175: 0; 176: 0; 177: 0; 178: 0; 179: 0; 180: 0; 181: 0; 182: 0; 183: 0; 184: 0; 185: 0; 186: 0; 187: 0; 188: 0; 189: 0; 190: 0; 191: 0; 192: 0; 193: 0; 194: 0; 195: 0; 196: 0; 197: 0; 198: 0; 199: 0; 200: 0; 201: 0; 202: 0; 203: 0; 204: 0; 205: 0; 206: 0; 207: 0; 208: 0; 209: 0; 210: 0; 211: 0; 212: 0; 213: 0; 214: 0; 215: 0; 216: 0
108 | 0 | 108: 0; 109: 0; 110: 0; 111: 0; 112: 0; 113: 0; 114: 0; 115: 0; 116: 0; 117: 0; 118: 0; 119: 0; 120: 0; 121: 0; 122: 0; 123: 0; 124: 0; 125: 0; 126: 0; 127: 0; 128: 0; 129: 0; 130: 0; 131: 0; 132: 0; 133: 0; 134: 0; 135: 0; 136: 0; 137: 0; 138: 0; 139: 0; 140: 0; 141: 0; 142: 0; 143: 0; 144: 0; 145: 0; 146: 0; 147: 0; 148: 0; 149: 0; 150: 0; 151: 0; 152: 0; 153: 0; 154: 0; 155: 0; 156: 0; 157: 0; 158: 0; 159: 0; 160: 0; 161: 0; 162: 0; 163: 0; 164: 0; 165: 0; 166: 0; 167: 0; 168: 0; 169: 0; 170: 0; 171: 0; 172: 0; 173: 0; 174: 0; 175: 0; 176: 0; 177: 0; 178: 0; 179: 0; 180: 0; 181: 0; 182: 0; 183: 0; 184: 0; 185: 0; 186: 0; 187: 0; 188: 0; 189: 0; 190: 0; 191: 0; 192: 0; 193: 0; 194: 0; 195: 0; 196: 0; 197: 0; 198: 0; 199: 0; 200: 0; 201: 0; 202: 0; 203: 0; 204: 0; 205: 0; 206: 0; 207: 0; 208: 0; 209: 0; 210: 0; 211: 0; 212: 0; 213: 0; 214: 0; 215: 0; 216: 0
109 | 0 | 109: 0; 110: 0; 111: 0; 112: 0; 113: 0; 114: 0; 115: 0; 116: 0; 117: 0; 118: 0; 119: 0; 120: 0; 121: 0; 122: 0; 123: 0; 124: 0; 125: 0; 126: 0; 127: 0; 128: 0; 129: 0; 130: 0; 131: 0; 132: 0; 133: 0; 134: 0; 135: 0; 136: 0; 137: 0; 138: 0; 139: 0; 140: 0; 141: 0; 142: 0; 143: 0; 144: 0; 145: 0; 146: 0; 147: 0; 148: 0; 149: 0; 150: 0; 151: 0; 152: 0; 153: 0; 154: 0; 155: 0; 156: 0; 157: 0; 158: 0; 159: 0; 160: 0; 161: 0; 162: 0; 163: 0; 164: 0; 165: 0; 166: 0; 167: 0; 168: 0; 169: 0; 170: 0; 171: 0; 172: 0; 173: 0; 174: 0; 175: 0; 176: 0; 177: 0; 178: 0; 179: 0; 180: 0; 181: 0; 182: 0; 183: 0; 184: 0; 185: 0; 186: 0; 187: 0; 188: 0; 189: 0; 190: 0; 191: 0; 192: 0; 193: 0; 194: 0; 195: 0; 196: 0; 197: 0; 198: 0; 199: 0; 200: 0; 201: 0; 202: 0; 203: 0; 204: 0; 205: 0; 206: 0; 207: 0; 208: 0; 209: 0; 210: 0; 211: 0; 212: 0; 213: 0; 214: 0; 215: 0; 216: 0
110 | 0 | 110: 0; 111: 0; 112: 0; 113: 0; 114: 0; 115: 0; 116: 0; 117: 0; 118: 0; 119: 0; 120: 0; 121: 0; 122: 0; 123: 0; 124: 0; 125: 0; 126: 0; 127: 0; 128: 0; 129: 0; 130: 0; 131: 0; 132: 0; 133: 0; 134: 0; 135: 0; 136: 0; 137: 0; 138: 0; 139: 0; 140: 0; 141: 0; 142: 0; 143: 0; 144: 0; 145: 0; 146: 0; 147: 0; 148: 0; 149: 0; 150: 0; 151: 0; 152: 0; 153: 0; 154: 0; 155: 0; 156: 0; 157: 0; 158: 0; 159: 0; 160: 0; 161: 0; 162: 0; 163: 0; 164: 0; 165: 0; 166: 0; 167: 0; 168: 0; 169: 0; 170: 0; 171: 0; 172: 0; 173: 0; 174: 0; 175: 0; 176: 0; 177: 0; 178: 0; 179: 0; 180: 0; 181: 0; 182: 0; 183: 0; 184: 0; 185: 0; 186: 0; 187: 0; 188: 0; 189: 0; 190: 0; 191: 0; 192: 0; 193: 0; 194: 0; 195: 0; 196: 0; 197: 0; 198: 0; 199: 0; 200: 0; 201: 0; 202: 0; 203: 0; 204: 0; 205: 0; 206: 0; 207: 0; 208: 0; 209: 0; 210: 0; 211: 0; 212: 0; 213: 0; 214: 0; 215: 0; 216: 0
111 | 0 | 111: 0; 112: 0; 113: 0; 114: 0; 115: 0; 116: 0; 117: 0; 118: 0; 119: 0; 120: 0; 121: 0; 122: 0; 123: 0; 124: 0; 125: 0; 126: 0; 127: 0; 128: 0; 129: 0; 130: 0; 131: 0; 132: 0; 133: 0; 134: 0; 135: 0; 136: 0; 137: 0; 138: 0; 139: 0; 140: 0; 141: 0; 142: 0; 143: 0; 144: 0; 145: 0; 146: 0; 147: 0; 148: 0; 149: 0; 150: 0; 151: 0; 152: 0; 153: 0; 154: 0; 155: 0; 156: 0; 157: 0; 158: 0; 159: 0; 160: 0; 161: 0; 162: 0; 163: 0; 164: 0; 165: 0; 166: 0; 167: 0; 168: 0; 169: 0; 170: 0; 171: 0; 172: 0; 173: 0; 174: 0; 175: 0; 176: 0; 177: 0; 178: 0; 179: 0; 180: 0; 181: 0; 182: 0; 183: 0; 184: 0; 185: 0; 186: 0; 187: 0; 188: 0; 189: 0; 190: 0; 191: 0; 192: 0; 193: 0; 194: 0; 195: 0; 196: 0; 197: 0; 198: 0; 199: 0; 200: 0; 201: 0; 202: 0; 203: 0; 204: 0; 205: 0; 206: 0; 207: 0; 208: 0; 209: 0; 210: 0; 211: 0; 212: 0; 213: 0; 214: 0; 215: 0; 216: 0
112 | 0 | 112: 0; 113: 0; 114: 0; 115: 0; 116: 0; 117: 0; 118: 0; 119: 0; 120: 0; 121: 0; 122: 0; 123: 0; 124: 0; 125: 0; 126: 0; 127: 0; 128: 0; 129: 0; 130: 0; 131: 0; 132: 0; 133: 0; 134: 0; 135: 0; 136: 0; 137: 0; 138: 0; 139: 0; 140: 0; 141: 0; 142: 0; 143: 0; 144: 0; 145: 0; 146: 0; 147: 0; 148: 0; 149: 0; 150: 0; 151: 0; 152: 0; 153: 0; 154: 0; 155: 0; 156: 0; 157: 0; 158: 0; 159: 0; 160: 0; 161: 0; 162: 0; 163: 0; 164: 0; 165: 0; 166: 0; 167: 0; 168: 0; 169: 0; 170: 0; 171: 0; 172: 0; 173: 0; 174: 0; 175: 0; 176: 0; 177: 0; 178: 0; 179: 0; 180: 0; 181: 0; 182: 0; 183: 0; 184: 0; 185: 0; 186: 0; 187: 0; 188: 0; 189: 0; 190: 0; 191: 0; 192: 0; 193: 0; 194: 0; 195: 0; 196: 0; 197: 0; 198: 0; 199: 0; 200: 0; 201: 0; 202: 0; 203: 0; 204: 0; 205: 0; 206: 0; 207: 0; 208: 0; 209: 0; 210: 0; 211: 0; 212: 0; 213: 0; 214: 0; 215: 0; 216: 0
113 | 0 | 113: 0; 114: 0; 115: 0; 116: 0; 117: 0; 118: 0; 119: 0; 120: 0; 121: 0; 122: 0; 123: 0; 124: 0; 125: 0; 126: 0; 127: 0; 128: 0; 129: 0; 130: 0; 131: 0; 132: 0; 133: 0; 134: 0; 135: 0; 136: 0; 137: 0; 138: 0; 139: 0; 140: 0; 141: 0; 142: 0; 143: 0; 144: 0; 145: 0; 146: 0; 147: 0; 148: 0; 149: 0; 150: 0; 151: 0; 152: 0; 153: 0; 154: 0; 155: 0; 156: 0; 157: 0; 158: 0; 159: 0; 160: 0; 161: 0; 162: 0; 163: 0; 164: 0; 165: 0; 166: 0; 167: 0; 168: 0; 169: 0; 170: 0; 171: 0; 172: 0; 173: 0; 174: 0; 175: 0; 176: 0; 177: 0; 178: 0; 179: 0; 180: 0; 181: 0; 182: 0; 183: 0; 184: 0; 185: 0; 186: 0; 187: 0; 188: 0; 189: 0; 190: 0; 191: 0; 192: 0; 193: 0; 194: 0; 195: 0; 196: 0; 197: 0; 198: 0; 199: 0; 200: 0; 201: 0; 202: 0; 203: 0; 204: 0; 205: 0; 206: 0; 207: 0; 208: 0; 209: 0; 210: 0; 211: 0; 212: 0; 213: 0; 214: 0; 215: 0; 216: 0
114 | 0 | 114: 0; 115: 0; 116: 0; 117: 0; 118: 0; 119: 0; 120: 0; 121: 0; 122: 0; 123: 0; 124: 0; 125: 0; 126: 0; 127: 0; 128: 0; 129: 0; 130: 0; 131: 0; 132: 0; 133: 0; 134: 0; 135: 0; 136: 0; 137: 0; 138: 0; 139: 0; 140: 0; 141: 0; 142: 0; 143: 0; 144: 0; 145: 0; 146: 0; 147: 0; 148: 0; 149: 0; 150: 0; 151: 0; 152: 0; 153: 0; 154: 0; 155: 0; 156: 0; 157: 0; 158: 0; 159: 0; 160: 0; 161: 0; 162: 0; 163: 0; 164: 0; 165: 0; 166: 0; 167: 0; 168: 0; 169: 0; 170: 0; 171: 0; 172: 0; 173: 0; 174: 0; 175: 0; 176: 0; 177: 0; 178: 0; 179: 0; 180: 0; 181: 0; 182: 0; 183: 0; 184: 0; 185: 0; 186: 0; 187: 0; 188: 0; 189: 0; 190: 0; 191: 0; 192: 0; 193: 0; 194: 0; 195: 0; 196: 0; 197: 0; 198: 0; 199: 0; 200: 0; 201: 0; 202: 0; 203: 0; 204: 0; 205: 0; 206: 0; 207: 0; 208: 0; 209: 0; 210: 0; 211: 0; 212: 0; 213: 0; 214: 0; 215: 0; 216: 0
115 | 0 | 115: 0; 116: 0; 117: 0; 118: 0; 119: 0; 120: 0; 121: 0; 122: 0; 123: 0; 124: 0; 125: 0; 126: 0; 127: 0; 128: 0; 129: 0; 130: 0; 131: 0; 132: 0; 133: 0; 134: 0; 135: 0; 136: 0; 137: 0; 138: 0; 139: 0; 140: 0; 141: 0; 142: 0; 143: 0; 144: 0; 145: 0; 146: 0; 147: 0; 148: 0; 149: 0; 150: 0; 151: 0; 152: 0; 153: 0; 154: 0; 155: 0; 156: 0; 157: 0; 158: 0; 159: 0; 160: 0; 161: 0; 162: 0; 163: 0; 164: 0; 165: 0; 166: 0; 167: 0; 168: 0; 169: 0; 170: 0; 171: 0; 172: 0; 173: 0; 174: 0; 175: 0; 176: 0; 177: 0; 178: 0; 179: 0; 180: 0; 181: 0; 182: 0; 183: 0; 184: 0; 185: 0; 186: 0; 187: 0; 188: 0; 189: 0; 190: 0; 191: 0; 192: 0; 193: 0; 194: 0; 195: 0; 196: 0; 197: 0; 198: 0; 199: 0; 200: 0; 201: 0; 202: 0; 203: 0; 204: 0; 205: 0; 206: 0; 207: 0; 208: 0; 209: 0; 210: 0; 211: 0; 212: 0; 213: 0; 214: 0; 215: 0; 216: 0
116 | 0 | 116: 0; 117: 0; 118: 0; 119: 0; 120: 0; 121: 0; 122: 0; 123: 0; 124: 0; 125: 0; 126: 0; 127: 0; 128: 0; 129: 0; 130: 0; 131: 0; 132: 0; 133: 0; 134: 0; 135: 0; 136: 0; 137: 0; 138: 0; 139: 0; 140: 0; 141: 0; 142: 0; 143: 0; 144: 0; 145: 0; 146: 0; 147: 0; 148: 0; 149: 0; 150: 0; 151: 0; 152: 0; 153: 0; 154: 0; 155: 0; 156: 0; 157: 0; 158: 0; 159: 0; 160: 0; 161: 0; 162: 0; 163: 0; 164: 0; 165: 0; 166: 0; 167: 0; 168: 0; 169: 0; 170: 0; 171: 0; 172: 0; 173: 0; 174: 0; 175: 0; 176: 0; 177: 0; 178: 0; 179: 0; 180: 0; 181: 0; 182: 0; 183: 0; 184: 0; 185: 0; 186: 0; 187: 0; 188: 0; 189: 0; 190: 0; 191: 0; 192: 0; 193: 0; 194: 0; 195: 0; 196: 0; 197: 0; 198: 0; 199: 0; 200: 0; 201: 0; 202: 0; 203: 0; 204: 0; 205: 0; 206: 0; 207: 0; 208: 0; 209: 0; 210: 0; 211: 0; 212: 0; 213: 0; 214: 0; 215: 0; 216: 0
117 | 0 | 117: 0; 118: 0; 119: 0; 120: 0; 121: 0; 122: 0; 123: 0; 124: 0; 125: 0; 126: 0; 127: 0; 128: 0; 129: 0; 130: 0; 131: 0; 132: 0; 133: 0; 134: 0; 135: 0; 136: 0; 137: 0; 138: 0; 139: 0; 140: 0; 141: 0; 142: 0; 143: 0; 144: 0; 145: 0; 146: 0; 147: 0; 148: 0; 149: 0; 150: 0; 151: 0; 152: 0; 153: 0; 154: 0; 155: 0; 156: 0; 157: 0; 158: 0; 159: 0; 160: 0; 161: 0; 162: 0; 163: 0; 164: 0; 165: 0; 166: 0; 167: 0; 168: 0; 169: 0; 170: 0; 171: 0; 172: 0; 173: 0; 174: 0; 175: 0; 176: 0; 177: 0; 178: 0; 179: 0; 180: 0; 181: 0; 182: 0; 183: 0; 184: 0; 185: 0; 186: 0; 187: 0; 188: 0; 189: 0; 190: 0; 191: 0; 192: 0; 193: 0; 194: 0; 195: 0; 196: 0; 197: 0; 198: 0; 199: 0; 200: 0; 201: 0; 202: 0; 203: 0; 204: 0; 205: 0; 206: 0; 207: 0; 208: 0; 209: 0; 210: 0; 211: 0; 212: 0; 213: 0; 214: 0; 215: 0; 216: 0
118 | 0 | 118: 0; 119: 0; 120: 0; 121: 0; 122: 0; 123: 0; 124: 0; 125: 0; 126: 0; 127: 0; 128: 0; 129: 0; 130: 0; 131: 0; 132: 0; 133: 0; 134: 0; 135: 0; 136: 0; 137: 0; 138: 0; 139: 0; 140: 0; 141: 0; 142: 0; 143: 0; 144: 0; 145: 0; 146: 0; 147: 0; 148: 0; 149: 0; 150: 0; 151: 0; 152: 0; 153: 0; 154: 0; 155: 0; 156: 0; 157: 0; 158: 0; 159: 0; 160: 0; 161: 0; 162: 0; 163: 0; 164: 0; 165: 0; 166: 0; 167: 0; 168: 0; 169: 0; 170: 0; 171: 0; 172: 0; 173: 0; 174: 0; 175: 0; 176: 0; 177: 0; 178: 0; 179: 0; 180: 0; 181: 0; 182: 0; 183: 0; 184: 0; 185: 0; 186: 0; 187: 0; 188: 0; 189: 0; 190: 0; 191: 0; 192: 0; 193: 0; 194: 0; 195: 0; 196: 0; 197: 0; 198: 0; 199: 0; 200: 0; 201: 0; 202: 0; 203: 0; 204: 0; 205: 0; 206: 0; 207: 0; 208: 0; 209: 0; 210: 0; 211: 0; 212: 0; 213: 0; 214: 0; 215: 0; 216: 0
119 | 0 | 119: 0; 120: 0; 121: 0; 122: 0; 123: 0; 124: 0; 125: 0; 126: 0; 127: 0; 128: 0; 129: 0; 130: 0; 131: 0; 132: 0; 133: 0; 134: 0; 135: 0; 136: 0; 137: 0; 138: 0; 139: 0; 140: 0; 141: 0; 142: 0; 143: 0; 144: 0; 145: 0; 146: 0; 147: 0; 148: 0; 149: 0; 150: 0; 151: 0; 152: 0; 153: 0; 154: 0; 155: 0; 156: 0; 157: 0; 158: 0; 159: 0; 160: 0; 161: 0; 162: 0; 163: 0; 164: 0; 165: 0; 166: 0; 167: 0; 168: 0; 169: 0; 170: 0; 171: 0; 172: 0; 173: 0; 174: 0; 175: 0; 176: 0; 177: 0; 178: 0; 179: 0; 180: 0; 181: 0; 182: 0; 183: 0; 184: 0; 185: 0; 186: 0; 187: 0; 188: 0; 189: 0; 190: 0; 191: 0; 192: 0; 193: 0; 194: 0; 195: 0; 196: 0; 197: 0; 198: 0; 199: 0; 200: 0; 201: 0; 202: 0; 203: 0; 204: 0; 205: 0; 206: 0; 207: 0; 208: 0; 209: 0; 210: 0; 211: 0; 212: 0; 213: 0; 214: 0; 215: 0; 216: 0
120 | 0 | 120: 0; 121: 0; 122: 0; 123: 0; 124: 0; 125: 0; 126: 0; 127: 0; 128: 0; 129: 0; 130: 0; 131: 0; 132: 0; 133: 0; 134: 0; 135: 0; 136: 0; 137: 0; 138: 0; 139: 0; 140: 0; 141: 0; 142: 0; 143: 0; 144: 0; 145: 0; 146: 0; 147: 0; 148: 0; 149: 0; 150: 0; 151: 0; 152: 0; 153: 0; 154: 0; 155: 0; 156: 0; 157: 0; 158: 0; 159: 0; 160: 0; 161: 0; 162: 0; 163: 0; 164: 0; 165: 0; 166: 0; 167: 0; 168: 0; 169: 0; 170: 0; 171: 0; 172: 0; 173: 0; 174: 0; 175: 0; 176: 0; 177: 0; 178: 0; 179: 0; 180: 0; 181: 0; 182: 0; 183: 0; 184: 0; 185: 0; 186: 0; 187: 0; 188: 0; 189: 0; 190: 0; 191: 0; 192: 0; 193: 0; 194: 0; 195: 0; 196: 0; 197: 0; 198: 0; 199: 0; 200: 0; 201: 0; 202: 0; 203: 0; 204: 0; 205: 0; 206: 0; 207: 0; 208: 0; 209: 0; 210: 0; 211: 0; 212: 0; 213: 0; 214: 0; 215: 0; 216: 0
121 | 0 | 121: 0; 122: 0; 123: 0; 124: 0; 125: 0; 126: 0; 127: 0; 128: 0; 129: 0; 130: 0; 131: 0; 132: 0; 133: 0; 134: 0; 135: 0; 136: 0; 137: 0; 138: 0; 139: 0; 140: 0; 141: 0; 142: 0; 143: 0; 144: 0; 145: 0; 146: 0; 147: 0; 148: 0; 149: 0; 150: 0; 151: 0; 152: 0; 153: 0; 154: 0; 155: 0; 156: 0; 157: 0; 158: 0; 159: 0; 160: 0; 161: 0; 162: 0; 163: 0; 164: 0; 165: 0; 166: 0; 167: 0; 168: 0; 169: 0; 170: 0; 171: 0; 172: 0; 173: 0; 174: 0; 175: 0; 176: 0; 177: 0; 178: 0; 179: 0; 180: 0; 181: 0; 182: 0; 183: 0; 184: 0; 185: 0; 186: 0; 187: 0; 188: 0; 189: 0; 190: 0; 191: 0; 192: 0; 193: 0; 194: 0; 195: 0; 196: 0; 197: 0; 198: 0; 199: 0; 200: 0; 201: 0; 202: 0; 203: 0; 204: 0; 205: 0; 206: 0; 207: 0; 208: 0; 209: 0; 210: 0; 211: 0; 212: 0; 213: 0; 214: 0; 215: 0; 216: 0
122 | 0 | 122: 0; 123: 0; 124: 0; 125: 0; 126: 0; 127: 0; 128: 0; 129: 0; 130: 0; 131: 0; 132: 0; 133: 0; 134: 0; 135: 0; 136: 0; 137: 0; 138: 0; 139: 0; 140: 0; 141: 0; 142: 0; 143: 0; 144: 0; 145: 0; 146: 0; 147: 0; 148: 0; 149: 0; 150: 0; 151: 0; 152: 0; 153: 0; 154: 0; 155: 0; 156: 0; 157: 0; 158: 0; 159: 0; 160: 0; 161: 0; 162: 0; 163: 0; 164: 0; 165: 0; 166: 0; 167: 0; 168: 0; 169: 0; 170: 0; 171: 0; 172: 0; 173: 0; 174: 0; 175: 0; 176: 0; 177: 0; 178: 0; 179: 0; 180: 0; 181: 0; 182: 0; 183: 0; 184: 0; 185: 0; 186: 0; 187: 0; 188: 0; 189: 0; 190: 0; 191: 0; 192: 0; 193: 0; 194: 0; 195: 0; 196: 0; 197: 0; 198: 0; 199: 0; 200: 0; 201: 0; 202: 0; 203: 0; 204: 0; 205: 0; 206: 0; 207: 0; 208: 0; 209: 0; 210: 0; 211: 0; 212: 0; 213: 0; 214: 0; 215: 0; 216: 0
123 | 0 | 123: 0; 124: 0; 125: 0; 126: 0; 127: 0; 128: 0; 129: 0; 130: 0; 131: 0; 132: 0; 133: 0; 134: 0; 135: 0; 136: 0; 137: 0; 138: 0; 139: 0; 140: 0; 141: 0; 142: 0; 143: 0; 144: 0; 145: 0; 146: 0; 147: 0; 148: 0; 149: 0; 150: 0; 151: 0; 152: 0; 153: 0; 154: 0; 155: 0; 156: 0; 157: 0; 158: 0; 159: 0; 160: 0; 161: 0; 162: 0; 163: 0; 164: 0; 165: 0; 166: 0; 167: 0; 168: 0; 169: 0; 170: 0; 171: 0; 172: 0; 173: 0; 174: 0; 175: 0; 176: 0; 177: 0; 178: 0; 179: 0; 180: 0; 181: 0; 182: 0; 183: 0; 184: 0; 185: 0; 186: 0; 187: 0; 188: 0; 189: 0; 190: 0; 191: 0; 192: 0; 193: 0; 194: 0; 195: 0; 196: 0; 197: 0; 198: 0; 199: 0; 200: 0; 201: 0; 202: 0; 203: 0; 204: 0; 205: 0; 206: 0; 207: 0; 208: 0; 209: 0; 210: 0; 211: 0; 212: 0; 213: 0; 214: 0; 215: 0; 216: 0
124 | 0 | 124: 0; 125: 0; 126: 0; 127: 0; 128: 0; 129: 0; 130: 0; 131: 0; 132: 0; 133: 0; 134: 0; 135: 0; 136: 0; 137: 0; 138: 0; 139: 0; 140: 0; 141: 0; 142: 0; 143: 0; 144: 0; 145: 0; 146: 0; 147: 0; 148: 0; 149: 0; 150: 0; 151: 0; 152: 0; 153: 0; 154: 0; 155: 0; 156: 0; 157: 0; 158: 0; 159: 0; 160: 0; 161: 0; 162: 0; 163: 0; 164: 0; 165: 0; 166: 0; 167: 0; 168: 0; 169: 0; 170: 0; 171: 0; 172: 0; 173: 0; 174: 0; 175: 0; 176: 0; 177: 0; 178: 0; 179: 0; 180: 0; 181: 0; 182: 0; 183: 0; 184: 0; 185: 0; 186: 0; 187: 0; 188: 0; 189: 0; 190: 0; 191: 0; 192: 0; 193: 0; 194: 0; 195: 0; 196: 0; 197: 0; 198: 0; 199: 0; 200: 0; 201: 0; 202: 0; 203: 0; 204: 0; 205: 0; 206: 0; 207: 0; 208: 0; 209: 0; 210: 0; 211: 0; 212: 0; 213: 0; 214: 0; 215: 0; 216: 0
125 | 0 | 125: 0; 126: 0; 127: 0; 128: 0; 129: 0; 130: 0; 131: 0; 132: 0; 133: 0; 134: 0; 135: 0; 136: 0; 137: 0; 138: 0; 139: 0; 140: 0; 141: 0; 142: 0; 143: 0; 144: 0; 145: 0; 146: 0; 147: 0; 148: 0; 149: 0; 150: 0; 151: 0; 152: 0; 153: 0; 154: 0; 155: 0; 156: 0; 157: 0; 158: 0; 159: 0; 160: 0; 161: 0; 162: 0; 163: 0; 164: 0; 165: 0; 166: 0; 167: 0; 168: 0; 169: 0; 170: 0; 171: 0; 172: 0; 173: 0; 174: 0; 175: 0; 176: 0; 177: 0; 178: 0; 179: 0; 180: 0; 181: 0; 182: 0; 183: 0; 184: 0; 185: 0; 186: 0; 187: 0; 188: 0; 189: 0; 190: 0; 191: 0; 192: 0; 193: 0; 194: 0; 195: 0; 196: 0; 197: 0; 198: 0; 199: 0; 200: 0; 201: 0; 202: 0; 203: 0; 204: 0; 205: 0; 206: 0; 207: 0; 208: 0; 209: 0; 210: 0; 211: 0; 212: 0; 213: 0; 214: 0; 215: 0; 216: 0
126 | 0 | 126: 0; 127: 0; 128: 0; 129: 0; 130: 0; 131: 0; 132: 0; 133: 0; 134: 0; 135: 0; 136: 0; 137: 0; 138: 0; 139: 0; 140: 0; 141: 0; 142: 0; 143: 0; 144: 0; 145: 0; 146: 0; 147: 0; 148: 0; 149: 0; 150: 0; 151: 0; 152: 0; 153: 0; 154: 0; 155: 0; 156: 0; 157: 0; 158: 0; 159: 0; 160: 0; 161: 0; 162: 0; 163: 0; 164: 0; 165: 0; 166: 0; 167: 0; 168: 0; 169: 0; 170: 0; 171: 0; 172: 0; 173: 0; 174: 0; 175: 0; 176: 0; 177: 0; 178: 0; 179: 0; 180: 0; 181: 0; 182: 0; 183: 0; 184: 0; 185: 0; 186: 0; 187: 0; 188: 0; 189: 0; 190: 0; 191: 0; 192: 0; 193: 0; 194: 0; 195: 0; 196: 0; 197: 0; 198: 0; 199: 0; 200: 0; 201: 0; 202: 0; 203: 0; 204: 0; 205: 0; 206: 0; 207: 0; 208: 0; 209: 0; 210: 0; 211: 0; 212: 0; 213: 0; 214: 0; 215: 0; 216: 0
127 | 0 | 127: 0; 128: 0; 129: 0; 130: 0; 131: 0; 132: 0; 133: 0; 134: 0; 135: 0; 136: 0; 137: 0; 138: 0; 139: 0; 140: 0; 141: 0; 142: 0; 143: 0; 144: 0; 145: 0; 146: 0; 147: 0; 148: 0; 149: 0; 150: 0; 151: 0; 152: 0; 153: 0; 154: 0; 155: 0; 156: 0; 157: 0; 158: 0; 159: 0; 160: 0; 161: 0; 162: 0; 163: 0; 164: 0; 165: 0; 166: 0; 167: 0; 168: 0; 169: 0; 170: 0; 171: 0; 172: 0; 173: 0; 174: 0; 175: 0; 176: 0; 177: 0; 178: 0; 179: 0; 180: 0; 181: 0; 182: 0; 183: 0; 184: 0; 185: 0; 186: 0; 187: 0; 188: 0; 189: 0; 190: 0; 191: 0; 192: 0; 193: 0; 194: 0; 195: 0; 196: 0; 197: 0; 198: 0; 199: 0; 200: 0; 201: 0; 202: 0; 203: 0; 204: 0; 205: 0; 206: 0; 207: 0; 208: 0; 209: 0; 210: 0; 211: 0; 212: 0; 213: 0; 214: 0; 215: 0; 216: 0
128 | 0 | 128: 0; 129: 0; 130: 0; 131: 0; 132: 0; 133: 0; 134: 0; 135: 0; 136: 0; 137: 0; 138: 0; 139: 0; 140: 0; 141: 0; 142: 0; 143: 0; 144: 0; 145: 0; 146: 0; 147: 0; 148: 0; 149: 0; 150: 0; 151: 0; 152: 0; 153: 0; 154: 0; 155: 0; 156: 0; 157: 0; 158: 0; 159: 0; 160: 0; 161: 0; 162: 0; 163: 0; 164: 0; 165: 0; 166: 0; 167: 0; 168: 0; 169: 0; 170: 0; 171: 0; 172: 0; 173: 0; 174: 0; 175: 0; 176: 0; 177: 0; 178: 0; 179: 0; 180: 0; 181: 0; 182: 0; 183: 0; 184: 0; 185: 0; 186: 0; 187: 0; 188: 0; 189: 0; 190: 0; 191: 0; 192: 0; 193: 0; 194: 0; 195: 0; 196: 0; 197: 0; 198: 0; 199: 0; 200: 0; 201: 0; 202: 0; 203: 0; 204: 0; 205: 0; 206: 0; 207: 0; 208: 0; 209: 0; 210: 0; 211: 0; 212: 0; 213: 0; 214: 0; 215: 0; 216: 0
129 | 0 | 129: 0; 130: 0; 131: 0; 132: 0; 133: 0; 134: 0; 135: 0; 136: 0; 137: 0; 138: 0; 139: 0; 140: 0; 141: 0; 142: 0; 143: 0; 144: 0; 145: 0; 146: 0; 147: 0; 148: 0; 149: 0; 150: 0; 151: 0; 152: 0; 153: 0; 154: 0; 155: 0; 156: 0; 157: 0; 158: 0; 159: 0; 160: 0; 161: 0; 162: 0; 163: 0; 164: 0; 165: 0; 166: 0; 167: 0; 168: 0; 169: 0; 170: 0; 171: 0; 172: 0; 173: 0; 174: 0; 175: 0; 176: 0; 177: 0; 178: 0; 179: 0; 180: 0; 181: 0; 182: 0; 183: 0; 184: 0; 185: 0; 186: 0; 187: 0; 188: 0; 189: 0; 190: 0; 191: 0; 192: 0; 193: 0; 194: 0; 195: 0; 196: 0; 197: 0; 198: 0; 199: 0; 200: 0; 201: 0; 202: 0; 203: 0; 204: 0; 205: 0; 206: 0; 207: 0; 208: 0; 209: 0; 210: 0; 211: 0; 212: 0; 213: 0; 214: 0; 215: 0; 216: 0
130 | 0 | 130: 0; 131: 0; 132: 0; 133: 0; 134: 0; 135: 0; 136: 0; 137: 0; 138: 0; 139: 0; 140: 0; 141: 0; 142: 0; 143: 0; 144: 0; 145: 0; 146: 0; 147: 0; 148: 0; 149: 0; 150: 0; 151: 0; 152: 0; 153: 0; 154: 0; 155: 0; 156: 0; 157: 0; 158: 0; 159: 0; 160: 0; 161: 0; 162: 0; 163: 0; 164: 0; 165: 0; 166: 0; 167: 0; 168: 0; 169: 0; 170: 0; 171: 0; 172: 0; 173: 0; 174: 0; 175: 0; 176: 0; 177: 0; 178: 0; 179: 0; 180: 0; 181: 0; 182: 0; 183: 0; 184: 0; 185: 0; 186: 0; 187: 0; 188: 0; 189: 0; 190: 0; 191: 0; 192: 0; 193: 0; 194: 0; 195: 0; 196: 0; 197: 0; 198: 0; 199: 0; 200: 0; 201: 0; 202: 0; 203: 0; 204: 0; 205: 0; 206: 0; 207: 0; 208: 0; 209: 0; 210: 0; 211: 0; 212: 0; 213: 0; 214: 0; 215: 0; 216: 0
131 | 0 | 131: 0; 132: 0; 133: 0; 134: 0; 135: 0; 136: 0; 137: 0; 138: 0; 139: 0; 140: 0; 141: 0; 142: 0; 143: 0; 144: 0; 145: 0; 146: 0; 147: 0; 148: 0; 149: 0; 150: 0; 151: 0; 152: 0; 153: 0; 154: 0; 155: 0; 156: 0; 157: 0; 158: 0; 159: 0; 160: 0; 161: 0; 162: 0; 163: 0; 164: 0; 165: 0; 166: 0; 167: 0; 168: 0; 169: 0; 170: 0; 171: 0; 172: 0; 173: 0; 174: 0; 175: 0; 176: 0; 177: 0; 178: 0; 179: 0; 180: 0; 181: 0; 182: 0; 183: 0; 184: 0; 185: 0; 186: 0; 187: 0; 188: 0; 189: 0; 190: 0; 191: 0; 192: 0; 193: 0; 194: 0; 195: 0; 196: 0; 197: 0; 198: 0; 199: 0; 200: 0; 201: 0; 202: 0; 203: 0; 204: 0; 205: 0; 206: 0; 207: 0; 208: 0; 209: 0; 210: 0; 211: 0; 212: 0; 213: 0; 214: 0; 215: 0; 216: 0
132 | 0 | 132: 0; 133: 0; 134: 0; 135: 0; 136: 0; 137: 0; 138: 0; 139: 0; 140: 0; 141: 0; 142: 0; 143: 0; 144: 0; 145: 0; 146: 0; 147: 0; 148: 0; 149: 0; 150: 0; 151: 0; 152: 0; 153: 0; 154: 0; 155: 0; 156: 0; 157: 0; 158: 0; 159: 0; 160: 0; 161: 0; 162: 0; 163: 0; 164: 0; 165: 0; 166: 0; 167: 0; 168: 0; 169: 0; 170: 0; 171: 0; 172: 0; 173: 0; 174: 0; 175: 0; 176: 0; 177: 0; 178: 0; 179: 0; 180: 0; 181: 0; 182: 0; 183: 0; 184: 0; 185: 0; 186: 0; 187: 0; 188: 0; 189: 0; 190: 0; 191: 0; 192: 0; 193: 0; 194: 0; 195: 0; 196: 0; 197: 0; 198: 0; 199: 0; 200: 0; 201: 0; 202: 0; 203: 0; 204: 0; 205: 0; 206: 0; 207: 0; 208: 0; 209: 0; 210: 0; 211: 0; 212: 0; 213: 0; 214: 0; 215: 0; 216: 0
133 | 0 | 133: 0; 134: 0; 135: 0; 136: 0; 137: 0; 138: 0; 139: 0; 140: 0; 141: 0; 142: 0; 143: 0; 144: 0; 145: 0; 146: 0; 147: 0; 148: 0; 149: 0; 150: 0; 151: 0; 152: 0; 153: 0; 154: 0; 155: 0; 156: 0; 157: 0; 158: 0; 159: 0; 160: 0; 161: 0; 162: 0; 163: 0; 164: 0; 165: 0; 166: 0; 167: 0; 168: 0; 169: 0; 170: 0; 171: 0; 172: 0; 173: 0; 174: 0; 175: 0; 176: 0; 177: 0; 178: 0; 179: 0; 180: 0; 181: 0; 182: 0; 183: 0; 184: 0; 185: 0; 186: 0; 187: 0; 188: 0; 189: 0; 190: 0; 191: 0; 192: 0; 193: 0; 194: 0; 195: 0; 196: 0; 197: 0; 198: 0; 199: 0; 200: 0; 201: 0; 202: 0; 203: 0; 204: 0; 205: 0; 206: 0; 207: 0; 208: 0; 209: 0; 210: 0; 211: 0; 212: 0; 213: 0; 214: 0; 215: 0; 216: 0
134 | 0 | 134: 0; 135: 0; 136: 0; 137: 0; 138: 0; 139: 0; 140: 0; 141: 0; 142: 0; 143: 0; 144: 0; 145: 0; 146: 0; 147: 0; 148: 0; 149: 0; 150: 0; 151: 0; 152: 0; 153: 0; 154: 0; 155: 0; 156: 0; 157: 0; 158: 0; 159: 0; 160: 0; 161: 0; 162: 0; 163: 0; 164: 0; 165: 0; 166: 0; 167: 0; 168: 0; 169: 0; 170: 0; 171: 0; 172: 0; 173: 0; 174: 0; 175: 0; 176: 0; 177: 0; 178: 0; 179: 0; 180: 0; 181: 0; 182: 0; 183: 0; 184: 0; 185: 0; 186: 0; 187: 0; 188: 0; 189: 0; 190: 0; 191: 0; 192: 0; 193: 0; 194: 0; 195: 0; 196: 0; 197: 0; 198: 0; 199: 0; 200: 0; 201: 0; 202: 0; 203: 0; 204: 0; 205: 0; 206: 0; 207: 0; 208: 0; 209: 0; 210: 0; 211: 0; 212: 0; 213: 0; 214: 0; 215: 0; 216: 0
135 | 0 | 135: 0; 136: 0; 137: 0; 138: 0; 139: 0; 140: 0; 141: 0; 142: 0; 143: 0; 144: 0; 145: 0; 146: 0; 147: 0; 148: 0; 149: 0; 150: 0; 151: 0; 152: 0; 153: 0; 154: 0; 155: 0; 156: 0; 157: 0; 158: 0; 159: 0; 160: 0; 161: 0; 162: 0; 163: 0; 164: 0; 165: 0; 166: 0; 167: 0; 168: 0; 169: 0; 170: 0; 171: 0; 172: 0; 173: 0; 174: 0; 175: 0; 176: 0; 177: 0; 178: 0; 179: 0; 180: 0; 181: 0; 182: 0; 183: 0; 184: 0; 185: 0; 186: 0; 187: 0; 188: 0; 189: 0; 190: 0; 191: 0; 192: 0; 193: 0; 194: 0; 195: 0; 196: 0; 197: 0; 198: 0; 199: 0; 200: 0; 201: 0; 202: 0; 203: 0; 204: 0; 205: 0; 206: 0; 207: 0; 208: 0; 209: 0; 210: 0; 211: 0; 212: 0; 213: 0; 214: 0; 215: 0; 216: 0
136 | 0 | 136: 0; 137: 0; 138: 0; 139: 0; 140: 0; 141: 0; 142: 0; 143: 0; 144: 0; 145: 0; 146: 0; 147: 0; 148: 0; 149: 0; 150: 0; 151: 0; 152: 0; 153: 0; 154: 0; 155: 0; 156: 0; 157: 0; 158: 0; 159: 0; 160: 0; 161: 0; 162: 0; 163: 0; 164: 0; 165: 0; 166: 0; 167: 0; 168: 0; 169: 0; 170: 0; 171: 0; 172: 0; 173: 0; 174: 0; 175: 0; 176: 0; 177: 0; 178: 0; 179: 0; 180: 0; 181: 0; 182: 0; 183: 0; 184: 0; 185: 0; 186: 0; 187: 0; 188: 0; 189: 0; 190: 0; 191: 0; 192: 0; 193: 0; 194: 0; 195: 0; 196: 0; 197: 0; 198: 0; 199: 0; 200: 0; 201: 0; 202: 0; 203: 0; 204: 0; 205: 0; 206: 0; 207: 0; 208: 0; 209: 0; 210: 0; 211: 0; 212: 0; 213: 0; 214: 0; 215: 0; 216: 0
137 | 0 | 137: 0; 138: 0; 139: 0; 140: 0; 141: 0; 142: 0; 143: 0; 144: 0; 145: 0; 146: 0; 147: 0; 148: 0; 149: 0; 150: 0; 151: 0; 152: 0; 153: 0; 154: 0; 155: 0; 156: 0; 157: 0; 158: 0; 159: 0; 160: 0; 161: 0; 162: 0; 163: 0; 164: 0; 165: 0; 166: 0; 167: 0; 168: 0; 169: 0; 170: 0; 171: 0; 172: 0; 173: 0; 174: 0; 175: 0; 176: 0; 177: 0; 178: 0; 179: 0; 180: 0; 181: 0; 182: 0; 183: 0; 184: 0; 185: 0; 186: 0; 187: 0; 188: 0; 189: 0; 190: 0; 191: 0; 192: 0; 193: 0; 194: 0; 195: 0; 196: 0; 197: 0; 198: 0; 199: 0; 200: 0; 201: 0; 202: 0; 203: 0; 204: 0; 205: 0; 206: 0; 207: 0; 208: 0; 209: 0; 210: 0; 211: 0; 212: 0; 213: 0; 214: 0; 215: 0; 216: 0
138 | 0 | 138: 0; 139: 0; 140: 0; 141: 0; 142: 0; 143: 0; 144: 0; 145: 0; 146: 0; 147: 0; 148: 0; 149: 0; 150: 0; 151: 0; 152: 0; 153: 0; 154: 0; 155: 0; 156: 0; 157: 0; 158: 0; 159: 0; 160: 0; 161: 0; 162: 0; 163: 0; 164: 0; 165: 0; 166: 0; 167: 0; 168: 0; 169: 0; 170: 0; 171: 0; 172: 0; 173: 0; 174: 0; 175: 0; 176: 0; 177: 0; 178: 0; 179: 0; 180: 0; 181: 0; 182: 0; 183: 0; 184: 0; 185: 0; 186: 0; 187: 0; 188: 0; 189: 0; 190: 0; 191: 0; 192: 0; 193: 0; 194: 0; 195: 0; 196: 0; 197: 0; 198: 0; 199: 0; 200: 0; 201: 0; 202: 0; 203: 0; 204: 0; 205: 0; 206: 0; 207: 0; 208: 0; 209: 0; 210: 0; 211: 0; 212: 0; 213: 0; 214: 0; 215: 0; 216: 0
139 | 0 | 139: 0; 140: 0; 141: 0; 142: 0; 143: 0; 144: 0; 145: 0; 146: 0; 147: 0; 148: 0; 149: 0; 150: 0; 151: 0; 152: 0; 153: 0; 154: 0; 155: 0; 156: 0; 157: 0; 158: 0; 159: 0; 160: 0; 161: 0; 162: 0; 163: 0; 164: 0; 165: 0; 166: 0; 167: 0; 168: 0; 169: 0; 170: 0; 171: 0; 172: 0; 173: 0; 174: 0; 175: 0; 176: 0; 177: 0; 178: 0; 179: 0; 180: 0; 181: 0; 182: 0; 183: 0; 184: 0; 185: 0; 186: 0; 187: 0; 188: 0; 189: 0; 190: 0; 191: 0; 192: 0; 193: 0; 194: 0; 195: 0; 196: 0; 197: 0; 198: 0; 199: 0; 200: 0; 201: 0; 202: 0; 203: 0; 204: 0; 205: 0; 206: 0; 207: 0; 208: 0; 209: 0; 210: 0; 211: 0; 212: 0; 213: 0; 214: 0; 215: 0; 216: 0
140 | 0 | 140: 0; 141: 0; 142: 0; 143: 0; 144: 0; 145: 0; 146: 0; 147: 0; 148: 0; 149: 0; 150: 0; 151: 0; 152: 0; 153: 0; 154: 0; 155: 0; 156: 0; 157: 0; 158: 0; 159: 0; 160: 0; 161: 0; 162: 0; 163: 0; 164: 0; 165: 0; 166: 0; 167: 0; 168: 0; 169: 0; 170: 0; 171: 0; 172: 0; 173: 0; 174: 0; 175: 0; 176: 0; 177: 0; 178: 0; 179: 0; 180: 0; 181: 0; 182: 0; 183: 0; 184: 0; 185: 0; 186: 0; 187: 0; 188: 0; 189: 0; 190: 0; 191: 0; 192: 0; 193: 0; 194: 0; 195: 0; 196: 0; 197: 0; 198: 0; 199: 0; 200: 0; 201: 0; 202: 0; 203: 0; 204: 0; 205: 0; 206: 0; 207: 0; 208: 0; 209: 0; 210: 0; 211: 0; 212: 0; 213: 0; 214: 0; 215: 0; 216: 0
141 | 0 | 141: 0; 142: 0; 143: 0; 144: 0; 145: 0; 146: 0; 147: 0; 148: 0; 149: 0; 150: 0; 151: 0; 152: 0; 153: 0; 154: 0; 155: 0; 156: 0; 157: 0; 158: 0; 159: 0; 160: 0; 161: 0; 162: 0; 163: 0; 164: 0; 165: 0; 166: 0; 167: 0; 168: 0; 169: 0; 170: 0; 171: 0; 172: 0; 173: 0; 174: 0; 175: 0; 176: 0; 177: 0; 178: 0; 179: 0; 180: 0; 181: 0; 182: 0; 183: 0; 184: 0; 185: 0; 186: 0; 187: 0; 188: 0; 189: 0; 190: 0; 191: 0; 192: 0; 193: 0; 194: 0; 195: 0; 196: 0; 197: 0; 198: 0; 199: 0; 200: 0; 201: 0; 202: 0; 203: 0; 204: 0; 205: 0; 206: 0; 207: 0; 208: 0; 209: 0; 210: 0; 211: 0; 212: 0; 213: 0; 214: 0; 215: 0; 216: 0
142 | 0 | 142: 0; 143: 0; 144: 0; 145: 0; 146: 0; 147: 0; 148: 0; 149: 0; 150: 0; 151: 0; 152: 0; 153: 0; 154: 0; 155: 0; 156: 0; 157: 0; 158: 0; 159: 0; 160: 0; 161: 0; 162: 0; 163: 0; 164: 0; 165: 0; 166: 0; 167: 0; 168: 0; 169: 0; 170: 0; 171: 0; 172: 0; 173: 0; 174: 0; 175: 0; 176: 0; 177: 0; 178: 0; 179: 0; 180: 0; 181: 0; 182: 0; 183: 0; 184: 0; 185: 0; 186: 0; 187: 0; 188: 0; 189: 0; 190: 0; 191: 0; 192: 0; 193: 0; 194: 0; 195: 0; 196: 0; 197: 0; 198: 0; 199: 0; 200: 0; 201: 0; 202: 0; 203: 0; 204: 0; 205: 0; 206: 0; 207: 0; 208: 0; 209: 0; 210: 0; 211: 0; 212: 0; 213: 0; 214: 0; 215: 0; 216: 0
143 | 0 | 143: 0; 144: 0; 145: 0; 146: 0; 147: 0; 148: 0; 149: 0; 150: 0; 151: 0; 152: 0; 153: 0; 154: 0; 155: 0; 156: 0; 157: 0; 158: 0; 159: 0; 160: 0; 161: 0; 162: 0; 163: 0; 164: 0; 165: 0; 166: 0; 167: 0; 168: 0; 169: 0; 170: 0; 171: 0; 172: 0; 173: 0; 174: 0; 175: 0; 176: 0; 177: 0; 178: 0; 179: 0; 180: 0; 181: 0; 182: 0; 183: 0; 184: 0; 185: 0; 186: 0; 187: 0; 188: 0; 189: 0; 190: 0; 191: 0; 192: 0; 193: 0; 194: 0; 195: 0; 196: 0; 197: 0; 198: 0; 199: 0; 200: 0; 201: 0; 202: 0; 203: 0; 204: 0; 205: 0; 206: 0; 207: 0; 208: 0; 209: 0; 210: 0; 211: 0; 212: 0; 213: 0; 214: 0; 215: 0; 216: 0
144 | 0 | 144: 0; 145: 0; 146: 0; 147: 0; 148: 0; 149: 0; 150: 0; 151: 0; 152: 0; 153: 0; 154: 0; 155: 0; 156: 0; 157: 0; 158: 0; 159: 0; 160: 0; 161: 0; 162: 0; 163: 0; 164: 0; 165: 0; 166: 0; 167: 0; 168: 0; 169: 0; 170: 0; 171: 0; 172: 0; 173: 0; 174: 0; 175: 0; 176: 0; 177: 0; 178: 0; 179: 0; 180: 0; 181: 0; 182: 0; 183: 0; 184: 0; 185: 0; 186: 0; 187: 0; 188: 0; 189: 0; 190: 0; 191: 0; 192: 0; 193: 0; 194: 0; 195: 0; 196: 0; 197: 0; 198: 0; 199: 0; 200: 0; 201: 0; 202: 0; 203: 0; 204: 0; 205: 0; 206: 0; 207: 0; 208: 0; 209: 0; 210: 0; 211: 0; 212: 0; 213: 0; 214: 0; 215: 0; 216: 0
145 | 0 | 145: 0; 146: 0; 147: 0; 148: 0; 149: 0; 150: 0; 151: 0; 152: 0; 153: 0; 154: 0; 155: 0; 156: 0; 157: 0; 158: 0; 159: 0; 160: 0; 161: 0; 162: 0; 163: 0; 164: 0; 165: 0; 166: 0; 167: 0; 168: 0; 169: 0; 170: 0; 171: 0; 172: 0; 173: 0; 174: 0; 175: 0; 176: 0; 177: 0; 178: 0; 179: 0; 180: 0; 181: 0; 182: 0; 183: 0; 184: 0; 185: 0; 186: 0; 187: 0; 188: 0; 189: 0; 190: 0; 191: 0; 192: 0; 193: 0; 194: 0; 195: 0; 196: 0; 197: 0; 198: 0; 199: 0; 200: 0; 201: 0; 202: 0; 203: 0; 204: 0; 205: 0; 206: 0; 207: 0; 208: 0; 209: 0; 210: 0; 211: 0; 212: 0; 213: 0; 214: 0; 215: 0; 216: 0
146 | 0 | 146: 0; 147: 0; 148: 0; 149: 0; 150: 0; 151: 0; 152: 0; 153: 0; 154: 0; 155: 0; 156: 0; 157: 0; 158: 0; 159: 0; 160: 0; 161: 0; 162: 0; 163: 0; 164: 0; 165: 0; 166: 0; 167: 0; 168: 0; 169: 0; 170: 0; 171: 0; 172: 0; 173: 0; 174: 0; 175: 0; 176: 0; 177: 0; 178: 0; 179: 0; 180: 0; 181: 0; 182: 0; 183: 0; 184: 0; 185: 0; 186: 0; 187: 0; 188: 0; 189: 0; 190: 0; 191: 0; 192: 0; 193: 0; 194: 0; 195: 0; 196: 0; 197: 0; 198: 0; 199: 0; 200: 0; 201: 0; 202: 0; 203: 0; 204: 0; 205: 0; 206: 0; 207: 0; 208: 0; 209: 0; 210: 0; 211: 0; 212: 0; 213: 0; 214: 0; 215: 0; 216: 0
147 | 0 | 147: 0; 148: 0; 149: 0; 150: 0; 151: 0; 152: 0; 153: 0; 154: 0; 155: 0; 156: 0; 157: 0; 158: 0; 159: 0; 160: 0; 161: 0; 162: 0; 163: 0; 164: 0; 165: 0; 166: 0; 167: 0; 168: 0; 169: 0; 170: 0; 171: 0; 172: 0; 173: 0; 174: 0; 175: 0; 176: 0; 177: 0; 178: 0; 179: 0; 180: 0; 181: 0; 182: 0; 183: 0; 184: 0; 185: 0; 186: 0; 187: 0; 188: 0; 189: 0; 190: 0; 191: 0; 192: 0; 193: 0; 194: 0; 195: 0; 196: 0; 197: 0; 198: 0; 199: 0; 200: 0; 201: 0; 202: 0; 203: 0; 204: 0; 205: 0; 206: 0; 207: 0; 208: 0; 209: 0; 210: 0; 211: 0; 212: 0; 213: 0; 214: 0; 215: 0; 216: 0
148 | 0 | 148: 0; 149: 0; 150: 0; 151: 0; 152: 0; 153: 0; 154: 0; 155: 0; 156: 0; 157: 0; 158: 0; 159: 0; 160: 0; 161: 0; 162: 0; 163: 0; 164: 0; 165: 0; 166: 0; 167: 0; 168: 0; 169: 0; 170: 0; 171: 0; 172: 0; 173: 0; 174: 0; 175: 0; 176: 0; 177: 0; 178: 0; 179: 0; 180: 0; 181: 0; 182: 0; 183: 0; 184: 0; 185: 0; 186: 0; 187: 0; 188: 0; 189: 0; 190: 0; 191: 0; 192: 0; 193: 0; 194: 0; 195: 0; 196: 0; 197: 0; 198: 0; 199: 0; 200: 0; 201: 0; 202: 0; 203: 0; 204: 0; 205: 0; 206: 0; 207: 0; 208: 0; 209: 0; 210: 0; 211: 0; 212: 0; 213: 0; 214: 0; 215: 0; 216: 0
149 | 0 | 149: 0; 150: 0; 151: 0; 152: 0; 153: 0; 154: 0; 155: 0; 156: 0; 157: 0; 158: 0; 159: 0; 160: 0; 161: 0; 162: 0; 163: 0; 164: 0; 165: 0; 166: 0; 167: 0; 168: 0; 169: 0; 170: 0; 171: 0; 172: 0; 173: 0; 174: 0; 175: 0; 176: 0; 177: 0; 178: 0; 179: 0; 180: 0; 181: 0; 182: 0; 183: 0; 184: 0; 185: 0; 186: 0; 187: 0; 188: 0; 189: 0; 190: 0; 191: 0; 192: 0; 193: 0; 194: 0; 195: 0; 196: 0; 197: 0; 198: 0; 199: 0; 200: 0; 201: 0; 202: 0; 203: 0; 204: 0; 205: 0; 206: 0; 207: 0; 208: 0; 209: 0; 210: 0; 211: 0; 212: 0; 213: 0; 214: 0; 215: 0; 216: 0
150 | 0 | 150: 0; 151: 0; 152: 0; 153: 0; 154: 0; 155: 0; 156: 0; 157: 0; 158: 0; 159: 0; 160: 0; 161: 0; 162: 0; 163: 0; 164: 0; 165: 0; 166: 0; 167: 0; 168: 0; 169: 0; 170: 0; 171: 0; 172: 0; 173: 0; 174: 0; 175: 0; 176: 0; 177: 0; 178: 0; 179: 0; 180: 0; 181: 0; 182: 0; 183: 0; 184: 0; 185: 0; 186: 0; 187: 0; 188: 0; 189: 0; 190: 0; 191: 0; 192: 0; 193: 0; 194: 0; 195: 0; 196: 0; 197: 0; 198: 0; 199: 0; 200: 0; 201: 0; 202: 0; 203: 0; 204: 0; 205: 0; 206: 0; 207: 0; 208: 0; 209: 0; 210: 0; 211: 0; 212: 0; 213: 0; 214: 0; 215: 0; 216: 0
151 | 0 | 151: 0; 152: 0; 153: 0; 154: 0; 155: 0; 156: 0; 157: 0; 158: 0; 159: 0; 160: 0; 161: 0; 162: 0; 163: 0; 164: 0; 165: 0; 166: 0; 167: 0; 168: 0; 169: 0; 170: 0; 171: 0; 172: 0; 173: 0; 174: 0; 175: 0; 176: 0; 177: 0; 178: 0; 179: 0; 180: 0; 181: 0; 182: 0; 183: 0; 184: 0; 185: 0; 186: 0; 187: 0; 188: 0; 189: 0; 190: 0; 191: 0; 192: 0; 193: 0; 194: 0; 195: 0; 196: 0; 197: 0; 198: 0; 199: 0; 200: 0; 201: 0; 202: 0; 203: 0; 204: 0; 205: 0; 206: 0; 207: 0; 208: 0; 209: 0; 210: 0; 211: 0; 212: 0; 213: 0; 214: 0; 215: 0; 216: 0
152 | 0 | 152: 0; 153: 0; 154: 0; 155: 0; 156: 0; 157: 0; 158: 0; 159: 0; 160: 0; 161: 0; 162: 0; 163: 0; 164: 0; 165: 0; 166: 0; 167: 0; 168: 0; 169: 0; 170: 0; 171: 0; 172: 0; 173: 0; 174: 0; 175: 0; 176: 0; 177: 0; 178: 0; 179: 0; 180: 0; 181: 0; 182: 0; 183: 0; 184: 0; 185: 0; 186: 0; 187: 0; 188: 0; 189: 0; 190: 0; 191: 0; 192: 0; 193: 0; 194: 0; 195: 0; 196: 0; 197: 0; 198: 0; 199: 0; 200: 0; 201: 0; 202: 0; 203: 0; 204: 0; 205: 0; 206: 0; 207: 0; 208: 0; 209: 0; 210: 0; 211: 0; 212: 0; 213: 0; 214: 0; 215: 0; 216: 0
153 | 0 | 153: 0; 154: 0; 155: 0; 156: 0; 157: 0; 158: 0; 159: 0; 160: 0; 161: 0; 162: 0; 163: 0; 164: 0; 165: 0; 166: 0; 167: 0; 168: 0; 169: 0; 170: 0; 171: 0; 172: 0; 173: 0; 174: 0; 175: 0; 176: 0; 177: 0; 178: 0; 179: 0; 180: 0; 181: 0; 182: 0; 183: 0; 184: 0; 185: 0; 186: 0; 187: 0; 188: 0; 189: 0; 190: 0; 191: 0; 192: 0; 193: 0; 194: 0; 195: 0; 196: 0; 197: 0; 198: 0; 199: 0; 200: 0; 201: 0; 202: 0; 203: 0; 204: 0; 205: 0; 206: 0; 207: 0; 208: 0; 209: 0; 210: 0; 211: 0; 212: 0; 213: 0; 214: 0; 215: 0; 216: 0
154 | 0 | 154: 0; 155: 0; 156: 0; 157: 0; 158: 0; 159: 0; 160: 0; 161: 0; 162: 0; 163: 0; 164: 0; 165: 0; 166: 0; 167: 0; 168: 0; 169: 0; 170: 0; 171: 0; 172: 0; 173: 0; 174: 0; 175: 0; 176: 0; 177: 0; 178: 0; 179: 0; 180: 0; 181: 0; 182: 0; 183: 0; 184: 0; 185: 0; 186: 0; 187: 0; 188: 0; 189: 0; 190: 0; 191: 0; 192: 0; 193: 0; 194: 0; 195: 0; 196: 0; 197: 0; 198: 0; 199: 0; 200: 0; 201: 0; 202: 0; 203: 0; 204: 0; 205: 0; 206: 0; 207: 0; 208: 0; 209: 0; 210: 0; 211: 0; 212: 0; 213: 0; 214: 0; 215: 0; 216: 0
155 | 0 | 155: 0; 156: 0; 157: 0; 158: 0; 159: 0; 160: 0; 161: 0; 162: 0; 163: 0; 164: 0; 165: 0; 166: 0; 167: 0; 168: 0; 169: 0; 170: 0; 171: 0; 172: 0; 173: 0; 174: 0; 175: 0; 176: 0; 177: 0; 178: 0; 179: 0; 180: 0; 181: 0; 182: 0; 183: 0; 184: 0; 185: 0; 186: 0; 187: 0; 188: 0; 189: 0; 190: 0; 191: 0; 192: 0; 193: 0; 194: 0; 195: 0; 196: 0; 197: 0; 198: 0; 199: 0; 200: 0; 201: 0; 202: 0; 203: 0; 204: 0; 205: 0; 206: 0; 207: 0; 208: 0; 209: 0; 210: 0; 211: 0; 212: 0; 213: 0; 214: 0; 215: 0; 216: 0
156 | 0 | 156: 0; 157: 0; 158: 0; 159: 0; 160: 0; 161: 0; 162: 0; 163: 0; 164: 0; 165: 0; 166: 0; 167: 0; 168: 0; 169: 0; 170: 0; 171: 0; 172: 0; 173: 0; 174: 0; 175: 0; 176: 0; 177: 0; 178: 0; 179: 0; 180: 0; 181: 0; 182: 0; 183: 0; 184: 0; 185: 0; 186: 0; 187: 0; 188: 0; 189: 0; 190: 0; 191: 0; 192: 0; 193: 0; 194: 0; 195: 0; 196: 0; 197: 0; 198: 0; 199: 0; 200: 0; 201: 0; 202: 0; 203: 0; 204: 0; 205: 0; 206: 0; 207: 0; 208: 0; 209: 0; 210: 0; 211: 0; 212: 0; 213: 0; 214: 0; 215: 0; 216: 0
157 | 0 | 157: 0; 158: 0; 159: 0; 160: 0; 161: 0; 162: 0; 163: 0; 164: 0; 165: 0; 166: 0; 167: 0; 168: 0; 169: 0; 170: 0; 171: 0; 172: 0; 173: 0; 174: 0; 175: 0; 176: 0; 177: 0; 178: 0; 179: 0; 180: 0; 181: 0; 182: 0; 183: 0; 184: 0; 185: 0; 186: 0; 187: 0; 188: 0; 189: 0; 190: 0; 191: 0; 192: 0; 193: 0; 194: 0; 195: 0; 196: 0; 197: 0; 198: 0; 199: 0; 200: 0; 201: 0; 202: 0; 203: 0; 204: 0; 205: 0; 206: 0; 207: 0; 208: 0; 209: 0; 210: 0; 211: 0; 212: 0; 213: 0; 214: 0; 215: 0; 216: 0
158 | 0 | 158: 0; 159: 0; 160: 0; 161: 0; 162: 0; 163: 0; 164: 0; 165: 0; 166: 0; 167: 0; 168: 0; 169: 0; 170: 0; 171: 0; 172: 0; 173: 0; 174: 0; 175: 0; 176: 0; 177: 0; 178: 0; 179: 0; 180: 0; 181: 0; 182: 0; 183: 0; 184: 0; 185: 0; 186: 0; 187: 0; 188: 0; 189: 0; 190: 0; 191: 0; 192: 0; 193: 0; 194: 0; 195: 0; 196: 0; 197: 0; 198: 0; 199: 0; 200: 0; 201: 0; 202: 0; 203: 0; 204: 0; 205: 0; 206: 0; 207: 0; 208: 0; 209: 0; 210: 0; 211: 0; 212: 0; 213: 0; 214: 0; 215: 0; 216: 0
159 | 0 | 159: 0; 160: 0; 161: 0; 162: 0; 163: 0; 164: 0; 165: 0; 166: 0; 167: 0; 168: 0; 169: 0; 170: 0; 171: 0; 172: 0; 173: 0; 174: 0; 175: 0; 176: 0; 177: 0; 178: 0; 179: 0; 180: 0; 181: 0; 182: 0; 183: 0; 184: 0; 185: 0; 186: 0; 187: 0; 188: 0; 189: 0; 190: 0; 191: 0; 192: 0; 193: 0; 194: 0; 195: 0; 196: 0; 197: 0; 198: 0; 199: 0; 200: 0; 201: 0; 202: 0; 203: 0; 204: 0; 205: 0; 206: 0; 207: 0; 208: 0; 209: 0; 210: 0; 211: 0; 212: 0; 213: 0; 214: 0; 215: 0; 216: 0
160 | 0 | 160: 0; 161: 0; 162: 0; 163: 0; 164: 0; 165: 0; 166: 0; 167: 0; 168: 0; 169: 0; 170: 0; 171: 0; 172: 0; 173: 0; 174: 0; 175: 0; 176: 0; 177: 0; 178: 0; 179: 0; 180: 0; 181: 0; 182: 0; 183: 0; 184: 0; 185: 0; 186: 0; 187: 0; 188: 0; 189: 0; 190: 0; 191: 0; 192: 0; 193: 0; 194: 0; 195: 0; 196: 0; 197: 0; 198: 0; 199: 0; 200: 0; 201: 0; 202: 0; 203: 0; 204: 0; 205: 0; 206: 0; 207: 0; 208: 0; 209: 0; 210: 0; 211: 0; 212: 0; 213: 0; 214: 0; 215: 0; 216: 0
161 | 0 | 161: 0; 162: 0; 163: 0; 164: 0; 165: 0; 166: 0; 167: 0; 168: 0; 169: 0; 170: 0; 171: 0; 172: 0; 173: 0; 174: 0; 175: 0; 176: 0; 177: 0; 178: 0; 179: 0; 180: 0; 181: 0; 182: 0; 183: 0; 184: 0; 185: 0; 186: 0; 187: 0; 188: 0; 189: 0; 190: 0; 191: 0; 192: 0; 193: 0; 194: 0; 195: 0; 196: 0; 197: 0; 198: 0; 199: 0; 200: 0; 201: 0; 202: 0; 203: 0; 204: 0; 205: 0; 206: 0; 207: 0; 208: 0; 209: 0; 210: 0; 211: 0; 212: 0; 213: 0; 214: 0; 215: 0; 216: 0
162 | 0 | 162: 0; 163: 0; 164: 0; 165: 0; 166: 0; 167: 0; 168: 0; 169: 0; 170: 0; 171: 0; 172: 0; 173: 0; 174: 0; 175: 0; 176: 0; 177: 0; 178: 0; 179: 0; 180: 0; 181: 0; 182: 0; 183: 0; 184: 0; 185: 0; 186: 0; 187: 0; 188: 0; 189: 0; 190: 0; 191: 0; 192: 0; 193: 0; 194: 0; 195: 0; 196: 0; 197: 0; 198: 0; 199: 0; 200: 0; 201: 0; 202: 0; 203: 0; 204: 0; 205: 0; 206: 0; 207: 0; 208: 0; 209: 0; 210: 0; 211: 0; 212: 0; 213: 0; 214: 0; 215: 0; 216: 0
163 | 0 | 163: 0; 164: 0; 165: 0; 166: 0; 167: 0; 168: 0; 169: 0; 170: 0; 171: 0; 172: 0; 173: 0; 174: 0; 175: 0; 176: 0; 177: 0; 178: 0; 179: 0; 180: 0; 181: 0; 182: 0; 183: 0; 184: 0; 185: 0; 186: 0; 187: 0; 188: 0; 189: 0; 190: 0; 191: 0; 192: 0; 193: 0; 194: 0; 195: 0; 196: 0; 197: 0; 198: 0; 199: 0; 200: 0; 201: 0; 202: 0; 203: 0; 204: 0; 205: 0; 206: 0; 207: 0; 208: 0; 209: 0; 210: 0; 211: 0; 212: 0; 213: 0; 214: 0; 215: 0; 216: 0
164 | 0 | 164: 0; 165: 0; 166: 0; 167: 0; 168: 0; 169: 0; 170: 0; 171: 0; 172: 0; 173: 0; 174: 0; 175: 0; 176: 0; 177: 0; 178: 0; 179: 0; 180: 0; 181: 0; 182: 0; 183: 0; 184: 0; 185: 0; 186: 0; 187: 0; 188: 0; 189: 0; 190: 0; 191: 0; 192: 0; 193: 0; 194: 0; 195: 0; 196: 0; 197: 0; 198: 0; 199: 0; 200: 0; 201: 0; 202: 0; 203: 0; 204: 0; 205: 0; 206: 0; 207: 0; 208: 0; 209: 0; 210: 0; 211: 0; 212: 0; 213: 0; 214: 0; 215: 0; 216: 0
165 | 0 | 165: 0; 166: 0; 167: 0; 168: 0; 169: 0; 170: 0; 171: 0; 172: 0; 173: 0; 174: 0; 175: 0; 176: 0; 177: 0; 178: 0; 179: 0; 180: 0; 181: 0; 182: 0; 183: 0; 184: 0; 185: 0; 186: 0; 187: 0; 188: 0; 189: 0; 190: 0; 191: 0; 192: 0; 193: 0; 194: 0; 195: 0; 196: 0; 197: 0; 198: 0; 199: 0; 200: 0; 201: 0; 202: 0; 203: 0; 204: 0; 205: 0; 206: 0; 207: 0; 208: 0; 209: 0; 210: 0; 211: 0; 212: 0; 213: 0; 214: 0; 215: 0; 216: 0
166 | 0 | 166: 0; 167: 0; 168: 0; 169: 0; 170: 0; 171: 0; 172: 0; 173: 0; 174: 0; 175: 0; 176: 0; 177: 0; 178: 0; 179: 0; 180: 0; 181: 0; 182: 0; 183: 0; 184: 0; 185: 0; 186: 0; 187: 0; 188: 0; 189: 0; 190: 0; 191: 0; 192: 0; 193: 0; 194: 0; 195: 0; 196: 0; 197: 0; 198: 0; 199: 0; 200: 0; 201: 0; 202: 0; 203: 0; 204: 0; 205: 0; 206: 0; 207: 0; 208: 0; 209: 0; 210: 0; 211: 0; 212: 0; 213: 0; 214: 0; 215: 0; 216: 0
167 | 0 | 167: 0; 168: 0; 169: 0; 170: 0; 171: 0; 172: 0; 173: 0; 174: 0; 175: 0; 176: 0; 177: 0; 178: 0; 179: 0; 180: 0; 181: 0; 182: 0; 183: 0; 184: 0; 185: 0; 186: 0; 187: 0; 188: 0; 189: 0; 190: 0; 191: 0; 192: 0; 193: 0; 194: 0; 195: 0; 196: 0; 197: 0; 198: 0; 199: 0; 200: 0; 201: 0; 202: 0; 203: 0; 204: 0; 205: 0; 206: 0; 207: 0; 208: 0; 209: 0; 210: 0; 211: 0; 212: 0; 213: 0; 214: 0; 215: 0; 216: 0
168 | 0 | 168: 0; 169: 0; 170: 0; 171: 0; 172: 0; 173: 0; 174: 0; 175: 0; 176: 0; 177: 0; 178: 0; 179: 0; 180: 0; 181: 0; 182: 0; 183: 0; 184: 0; 185: 0; 186: 0; 187: 0; 188: 0; 189: 0; 190: 0; 191: 0; 192: 0; 193: 0; 194: 0; 195: 0; 196: 0; 197: 0; 198: 0; 199: 0; 200: 0; 201: 0; 202: 0; 203: 0; 204: 0; 205: 0; 206: 0; 207: 0; 208: 0; 209: 0; 210: 0; 211: 0; 212: 0; 213: 0; 214: 0; 215: 0; 216: 0
169 | 0 | 169: 0; 170: 0; 171: 0; 172: 0; 173: 0; 174: 0; 175: 0; 176: 0; 177: 0; 178: 0; 179: 0; 180: 0; 181: 0; 182: 0; 183: 0; 184: 0; 185: 0; 186: 0; 187: 0; 188: 0; 189: 0; 190: 0; 191: 0; 192: 0; 193: 0; 194: 0; 195: 0; 196: 0; 197: 0; 198: 0; 199: 0; 200: 0; 201: 0; 202: 0; 203: 0; 204: 0; 205: 0; 206: 0; 207: 0; 208: 0; 209: 0; 210: 0; 211: 0; 212: 0; 213: 0; 214: 0; 215: 0; 216: 0
170 | 0 | 170: 0; 171: 0; 172: 0; 173: 0; 174: 0; 175: 0; 176: 0; 177: 0; 178: 0; 179: 0; 180: 0; 181: 0; 182: 0; 183: 0; 184: 0; 185: 0; 186: 0; 187: 0; 188: 0; 189: 0; 190: 0; 191: 0; 192: 0; 193: 0; 194: 0; 195: 0; 196: 0; 197: 0; 198: 0; 199: 0; 200: 0; 201: 0; 202: 0; 203: 0; 204: 0; 205: 0; 206: 0; 207: 0; 208: 0; 209: 0; 210: 0; 211: 0; 212: 0; 213: 0; 214: 0; 215: 0; 216: 0
171 | 0 | 171: 0; 172: 0; 173: 0; 174: 0; 175: 0; 176: 0; 177: 0; 178: 0; 179: 0; 180: 0; 181: 0; 182: 0; 183: 0; 184: 0; 185: 0; 186: 0; 187: 0; 188: 0; 189: 0; 190: 0; 191: 0; 192: 0; 193: 0; 194: 0; 195: 0; 196: 0; 197: 0; 198: 0; 199: 0; 200: 0; 201: 0; 202: 0; 203: 0; 204: 0; 205: 0; 206: 0; 207: 0; 208: 0; 209: 0; 210: 0; 211: 0; 212: 0; 213: 0; 214: 0; 215: 0; 216: 0
172 | 0 | 172: 0; 173: 0; 174: 0; 175: 0; 176: 0; 177: 0; 178: 0; 179: 0; 180: 0; 181: 0; 182: 0; 183: 0; 184: 0; 185: 0; 186: 0; 187: 0; 188: 0; 189: 0; 190: 0; 191: 0; 192: 0; 193: 0; 194: 0; 195: 0; 196: 0; 197: 0; 198: 0; 199: 0; 200: 0; 201: 0; 202: 0; 203: 0; 204: 0; 205: 0; 206: 0; 207: 0; 208: 0; 209: 0; 210: 0; 211: 0; 212: 0; 213: 0; 214: 0; 215: 0; 216: 0
173 | 0 | 173: 0; 174: 0; 175: 0; 176: 0; 177: 0; 178: 0; 179: 0; 180: 0; 181: 0; 182: 0; 183: 0; 184: 0; 185: 0; 186: 0; 187: 0; 188: 0; 189: 0; 190: 0; 191: 0; 192: 0; 193: 0; 194: 0; 195: 0; 196: 0; 197: 0; 198: 0; 199: 0; 200: 0; 201: 0; 202: 0; 203: 0; 204: 0; 205: 0; 206: 0; 207: 0; 208: 0; 209: 0; 210: 0; 211: 0; 212: 0; 213: 0; 214: 0; 215: 0; 216: 0
174 | 0 | 174: 0; 175: 0; 176: 0; 177: 0; 178: 0; 179: 0; 180: 0; 181: 0; 182: 0; 183: 0; 184: 0; 185: 0; 186: 0; 187: 0; 188: 0; 189: 0; 190: 0; 191: 0; 192: 0; 193: 0; 194: 0; 195: 0; 196: 0; 197: 0; 198: 0; 199: 0; 200: 0; 201: 0; 202: 0; 203: 0; 204: 0; 205: 0; 206: 0; 207: 0; 208: 0; 209: 0; 210: 0; 211: 0; 212: 0; 213: 0; 214: 0; 215: 0; 216: 0
175 | 0 | 175: 0; 176: 0; 177: 0; 178: 0; 179: 0; 180: 0; 181: 0; 182: 0; 183: 0; 184: 0; 185: 0; 186: 0; 187: 0; 188: 0; 189: 0; 190: 0; 191: 0; 192: 0; 193: 0; 194: 0; 195: 0; 196: 0; 197: 0; 198: 0; 199: 0; 200: 0; 201: 0; 202: 0; 203: 0; 204: 0; 205: 0; 206: 0; 207: 0; 208: 0; 209: 0; 210: 0; 211: 0; 212: 0; 213: 0; 214: 0; 215: 0; 216: 0
176 | 0 | 176: 0; 177: 0; 178: 0; 179: 0; 180: 0; 181: 0; 182: 0; 183: 0; 184: 0; 185: 0; 186: 0; 187: 0; 188: 0; 189: 0; 190: 0; 191: 0; 192: 0; 193: 0; 194: 0; 195: 0; 196: 0; 197: 0; 198: 0; 199: 0; 200: 0; 201: 0; 202: 0; 203: 0; 204: 0; 205: 0; 206: 0; 207: 0; 208: 0; 209: 0; 210: 0; 211: 0; 212: 0; 213: 0; 214: 0; 215: 0; 216: 0
177 | 0 | 177: 0; 178: 0; 179: 0; 180: 0; 181: 0; 182: 0; 183: 0; 184: 0; 185: 0; 186: 0; 187: 0; 188: 0; 189: 0; 190: 0; 191: 0; 192: 0; 193: 0; 194: 0; 195: 0; 196: 0; 197: 0; 198: 0; 199: 0; 200: 0; 201: 0; 202: 0; 203: 0; 204: 0; 205: 0; 206: 0; 207: 0; 208: 0; 209: 0; 210: 0; 211: 0; 212: 0; 213: 0; 214: 0; 215: 0; 216: 0
178 | 0 | 178: 0; 179: 0; 180: 0; 181: 0; 182: 0; 183: 0; 184: 0; 185: 0; 186: 0; 187: 0; 188: 0; 189: 0; 190: 0; 191: 0; 192: 0; 193: 0; 194: 0; 195: 0; 196: 0; 197: 0; 198: 0; 199: 0; 200: 0; 201: 0; 202: 0; 203: 0; 204: 0; 205: 0; 206: 0; 207: 0; 208: 0; 209: 0; 210: 0; 211: 0; 212: 0; 213: 0; 214: 0; 215: 0; 216: 0
179 | 0 | 179: 0; 180: 0; 181: 0; 182: 0; 183: 0; 184: 0; 185: 0; 186: 0; 187: 0; 188: 0; 189: 0; 190: 0; 191: 0; 192: 0; 193: 0; 194: 0; 195: 0; 196: 0; 197: 0; 198: 0; 199: 0; 200: 0; 201: 0; 202: 0; 203: 0; 204: 0; 205: 0; 206: 0; 207: 0; 208: 0; 209: 0; 210: 0; 211: 0; 212: 0; 213: 0; 214: 0; 215: 0; 216: 0
180 | 0 | 180: 0; 181: 0; 182: 0; 183: 0; 184: 0; 185: 0; 186: 0; 187: 0; 188: 0; 189: 0; 190: 0; 191: 0; 192: 0; 193: 0; 194: 0; 195: 0; 196: 0; 197: 0; 198: 0; 199: 0; 200: 0; 201: 0; 202: 0; 203: 0; 204: 0; 205: 0; 206: 0; 207: 0; 208: 0; 209: 0; 210: 0; 211: 0; 212: 0; 213: 0; 214: 0; 215: 0; 216: 0
181 | 0 | 181: 0; 182: 0; 183: 0; 184: 0; 185: 0; 186: 0; 187: 0; 188: 0; 189: 0; 190: 0; 191: 0; 192: 0; 193: 0; 194: 0; 195: 0; 196: 0; 197: 0; 198: 0; 199: 0; 200: 0; 201: 0; 202: 0; 203: 0; 204: 0; 205: 0; 206: 0; 207: 0; 208: 0; 209: 0; 210: 0; 211: 0; 212: 0; 213: 0; 214: 0; 215: 0; 216: 0
182 | 0 | 182: 0; 183: 0; 184: 0; 185: 0; 186: 0; 187: 0; 188: 0; 189: 0; 190: 0; 191: 0; 192: 0; 193: 0; 194: 0; 195: 0; 196: 0; 197: 0; 198: 0; 199: 0; 200: 0; 201: 0; 202: 0; 203: 0; 204: 0; 205: 0; 206: 0; 207: 0; 208: 0; 209: 0; 210: 0; 211: 0; 212: 0; 213: 0; 214: 0; 215: 0; 216: 0
183 | 0 | 183: 0; 184: 0; 185: 0; 186: 0; 187: 0; 188: 0; 189: 0; 190: 0; 191: 0; 192: 0; 193: 0; 194: 0; 195: 0; 196: 0; 197: 0; 198: 0; 199: 0; 200: 0; 201: 0; 202: 0; 203: 0; 204: 0; 205: 0; 206: 0; 207: 0; 208: 0; 209: 0; 210: 0; 211: 0; 212: 0; 213: 0; 214: 0; 215: 0; 216: 0
184 | 0 | 184: 0; 185: 0; 186: 0; 187: 0; 188: 0; 189: 0; 190: 0; 191: 0; 192: 0; 193: 0; 194: 0; 195: 0; 196: 0; 197: 0; 198: 0; 199: 0; 200: 0; 201: 0; 202: 0; 203: 0; 204: 0; 205: 0; 206: 0; 207: 0; 208: 0; 209: 0; 210: 0; 211: 0; 212: 0; 213: 0; 214: 0; 215: 0; 216: 0
185 | 0 | 185: 0; 186: 0; 187: 0; 188: 0; 189: 0; 190: 0; 191: 0; 192: 0; 193: 0; 194: 0; 195: 0; 196: 0; 197: 0; 198: 0; 199: 0; 200: 0; 201: 0; 202: 0; 203: 0; 204: 0; 205: 0; 206: 0; 207: 0; 208: 0; 209: 0; 210: 0; 211: 0; 212: 0; 213: 0; 214: 0; 215: 0; 216: 0
186 | 0 | 186: 0; 187: 0; 188: 0; 189: 0; 190: 0; 191: 0; 192: 0; 193: 0; 194: 0; 195: 0; 196: 0; 197: 0; 198: 0; 199: 0; 200: 0; 201: 0; 202: 0; 203: 0; 204: 0; 205: 0; 206: 0; 207: 0; 208: 0; 209: 0; 210: 0; 211: 0; 212: 0; 213: 0; 214: 0; 215: 0; 216: 0
187 | 0 | 187: 0; 188: 0; 189: 0; 190: 0; 191: 0; 192: 0; 193: 0; 194: 0; 195: 0; 196: 0; 197: 0; 198: 0; 199: 0; 200: 0; 201: 0; 202: 0; 203: 0; 204: 0; 205: 0; 206: 0; 207: 0; 208: 0; 209: 0; 210: 0; 211: 0; 212: 0; 213: 0; 214: 0; 215: 0; 216: 0
188 | 0 | 188: 0; 189: 0; 190: 0; 191: 0; 192: 0; 193: 0; 194: 0; 195: 0; 196: 0; 197: 0; 198: 0; 199: 0; 200: 0; 201: 0; 202: 0; 203: 0; 204: 0; 205: 0; 206: 0; 207: 0; 208: 0; 209: 0; 210: 0; 211: 0; 212: 0; 213: 0; 214: 0; 215: 0; 216: 0
189 | 0 | 189: 0; 190: 0; 191: 0; 192: 0; 193: 0; 194: 0; 195: 0; 196: 0; 197: 0; 198: 0; 199: 0; 200: 0; 201: 0; 202: 0; 203: 0; 204: 0; 205: 0; 206: 0; 207: 0; 208: 0; 209: 0; 210: 0; 211: 0; 212: 0; 213: 0; 214: 0; 215: 0; 216: 0
190 | 0 | 190: 0; 191: 0; 192: 0; 193: 0; 194: 0; 195: 0; 196: 0; 197: 0; 198: 0; 199: 0; 200: 0; 201: 0; 202: 0; 203: 0; 204: 0; 205: 0; 206: 0; 207: 0; 208: 0; 209: 0; 210: 0; 211: 0; 212: 0; 213: 0; 214: 0; 215: 0; 216: 0
191 | 0 | 191: 0; 192: 0; 193: 0; 194: 0; 195: 0; 196: 0; 197: 0; 198: 0; 199: 0; 200: 0; 201: 0; 202: 0; 203: 0; 204: 0; 205: 0; 206: 0; 207: 0; 208: 0; 209: 0; 210: 0; 211: 0; 212: 0; 213: 0; 214: 0; 215: 0; 216: 0
192 | 0 | 192: 0; 193: 0; 194: 0; 195: 0; 196: 0; 197: 0; 198: 0; 199: 0; 200: 0; 201: 0; 202: 0; 203: 0; 204: 0; 205: 0; 206: 0; 207: 0; 208: 0; 209: 0; 210: 0; 211: 0; 212: 0; 213: 0; 214: 0; 215: 0; 216: 0
193 | 0 | 193: 0; 194: 0; 195: 0; 196: 0; 197: 0; 198: 0; 199: 0; 200: 0; 201: 0; 202: 0; 203: 0; 204: 0; 205: 0; 206: 0; 207: 0; 208: 0; 209: 0; 210: 0; 211: 0; 212: 0; 213: 0; 214: 0; 215: 0; 216: 0
194 | 0 | 194: 0; 195: 0; 196: 0; 197: 0; 198: 0; 199: 0; 200: 0; 201: 0; 202: 0; 203: 0; 204: 0; 205: 0; 206: 0; 207: 0; 208: 0; 209: 0; 210: 0; 211: 0; 212: 0; 213: 0; 214: 0; 215: 0; 216: 0
195 | 0 | 195: 0; 196: 0; 197: 0; 198: 0; 199: 0; 200: 0; 201: 0; 202: 0; 203: 0; 204: 0; 205: 0; 206: 0; 207: 0; 208: 0; 209: 0; 210: 0; 211: 0; 212: 0; 213: 0; 214: 0; 215: 0; 216: 0
196 | 0 | 196: 0; 197: 0; 198: 0; 199: 0; 200: 0; 201: 0; 202: 0; 203: 0; 204: 0; 205: 0; 206: 0; 207: 0; 208: 0; 209: 0; 210: 0; 211: 0; 212: 0; 213: 0; 214: 0; 215: 0; 216: 0
197 | 0 | 197: 0; 198: 0; 199: 0; 200: 0; 201: 0; 202: 0; 203: 0; 204: 0; 205: 0; 206: 0; 207: 0; 208: 0; 209: 0; 210: 0; 211: 0; 212: 0; 213: 0; 214: 0; 215: 0; 216: 0
198 | 0 | 198: 0; 199: 0; 200: 0; 201: 0; 202: 0; 203: 0; 204: 0; 205: 0; 206: 0; 207: 0; 208: 0; 209: 0; 210: 0; 211: 0; 212: 0; 213: 0; 214: 0; 215: 0; 216: 0
199 | 0 | 199: 0; 200: 0; 201: 0; 202: 0; 203: 0; 204: 0; 205: 0; 206: 0; 207: 0; 208: 0; 209: 0; 210: 0; 211: 0; 212: 0; 213: 0; 214: 0; 215: 0; 216: 0
200 | 0 | 200: 0; 201: 0; 202: 0; 203: 0; 204: 0; 205: 0; 206: 0; 207: 0; 208: 0; 209: 0; 210: 0; 211: 0; 212: 0; 213: 0; 214: 0; 215: 0; 216: 0
201 | 0 | 201: 0; 202: 0; 203: 0; 204: 0; 205: 0; 206: 0; 207: 0; 208: 0; 209: 0; 210: 0; 211: 0; 212: 0; 213: 0; 214: 0; 215: 0; 216: 0
202 | 0 | 202: 0; 203: 0; 204: 0; 205: 0; 206: 0; 207: 0; 208: 0; 209: 0; 210: 0; 211: 0; 212: 0; 213: 0; 214: 0; 215: 0; 216: 0
203 | 0 | 203: 0; 204: 0; 205: 0; 206: 0; 207: 0; 208: 0; 209: 0; 210: 0; 211: 0; 212: 0; 213: 0; 214: 0; 215: 0; 216: 0
204 | 0 | 204: 0; 205: 0; 206: 0; 207: 0; 208: 0; 209: 0; 210: 0; 211: 0; 212: 0; 213: 0; 214: 0; 215: 0; 216: 0
205 | 0 | 205: 0; 206: 0; 207: 0; 208: 0; 209: 0; 210: 0; 211: 0; 212: 0; 213: 0; 214: 0; 215: 0; 216: 0
206 | 0 | 206: 0; 207: 0; 208: 0; 209: 0; 210: 0; 211: 0; 212: 0; 213: 0; 214: 0; 215: 0; 216: 0
207 | 0 | 207: 0; 208: 0; 209: 0; 210: 0; 211: 0; 212: 0; 213: 0; 214: 0; 215: 0; 216: 0
208 | 0 | 208: 0; 209: 0; 210: 0; 211: 0; 212: 0; 213: 0; 214: 0; 215: 0; 216: 0
209 | 0 | 209: 0; 210: 0; 211: 0; 212: 0; 213: 0; 214: 0; 215: 0; 216: 0
210 | 0 | 210: 0; 211: 0; 212: 0; 213: 0; 214: 0; 215: 0; 216: 0
211 | 0 | 211: 0; 212: 0; 213: 0; 214: 0; 215: 0; 216: 0
212 | 0 | 212: 0; 213: 0; 214: 0; 215: 0; 216: 0
213 | 0 | 213: 0; 214: 0; 215: 0; 216: 0
214 | 0 | 214: 0; 215: 0; 216: 0
215 | 0 | 215: 0; 216: 0
216 | 0 | 216: 0

## CMM4 - FINAN (hidden)
MÊS | DESEMBOLSO | JUROS INCORRIDOS | PARCELA | AMORTIZAÇÃO | SALDO DEVEDOR
1 | 0 | 0 | 0 | 0 | 0
2 | 0 | 0 | 0 | 0 | 0
3 | 0 | 0 | 0 | 0 | 0
4 | 0 | 0 | 0 | 0 | 0
5 | 0 | 0 | 0 | 0 | 0
6 | 0 | 0 | 0 | 0 | 0
7 | #NAME? | 0 | 0 | 0 | #NAME?
8 | #NAME? | #NAME? | #NAME? | #NAME? | #NAME?
9 | #NAME? | #NAME? | #NAME? | #NAME? | #NAME?
10 | #NAME? | #NAME? | #NAME? | #NAME? | #NAME?
11 | #NAME? | #NAME? | #NAME? | #NAME? | #NAME?
12 | #NAME? | #NAME? | #NAME? | #NAME? | #NAME?
13 | #NAME? | #NAME? | #NAME? | #NAME? | #NAME?
14 | #NAME? | #NAME? | #NAME? | #NAME? | #NAME?
15 | #NAME? | #NAME? | #NAME? | #NAME? | #NAME?
16 | #NAME? | #NAME? | #NAME? | #NAME? | #NAME?
17 | #NAME? | #NAME? | #NAME? | #NAME? | #NAME?
18 | #NAME? | #NAME? | #NAME? | #NAME? | #NAME?
19 | 0 | #NAME? | #NAME? | #NAME? | #NAME?
20 | 0 | #NAME? | #NAME? | #NAME? | #NAME?
21 | 0 | #NAME? | #NAME? | #NAME? | #NAME?
22 | 0 | #NAME? | #NAME? | #NAME? | #NAME?
23 | 0 | #NAME? | #NAME? | #NAME? | #NAME?
24 | 0 | #NAME? | #NAME? | #NAME? | #NAME?
25 | 0 | #NAME? | 41.1346 | #NAME? | #NAME?
26 | 0 | #NAME? | 41.1346 | #NAME? | #NAME?
27 | 0 | #NAME? | 41.1346 | #NAME? | #NAME?
28 | 0 | #NAME? | 41.1346 | #NAME? | #NAME?
29 | 0 | #NAME? | 41.1346 | #NAME? | #NAME?
30 | 0 | #NAME? | 41.1346 | #NAME? | #NAME?
31 | 0 | #NAME? | 41.1346 | #NAME? | #NAME?
32 | 0 | #NAME? | 41.1346 | #NAME? | #NAME?
33 | 0 | #NAME? | 41.1346 | #NAME? | #NAME?
34 | 0 | #NAME? | 41.1346 | #NAME? | #NAME?
35 | 0 | #NAME? | 41.1346 | #NAME? | #NAME?
36 | 0 | #NAME? | 41.1346 | #NAME? | #NAME?
37 | 0 | #NAME? | 41.1346 | #NAME? | #NAME?
38 | 0 | #NAME? | 41.1346 | #NAME? | #NAME?
39 | 0 | #NAME? | 41.1346 | #NAME? | #NAME?
40 | 0 | #NAME? | 41.1346 | #NAME? | #NAME?
41 | 0 | #NAME? | 41.1346 | #NAME? | #NAME?
42 | 0 | #NAME? | 41.1346 | #NAME? | #NAME?
43 | 0 | #NAME? | 41.1346 | #NAME? | #NAME?
44 | 0 | #NAME? | 41.1346 | #NAME? | #NAME?
45 | 0 | #NAME? | 41.1346 | #NAME? | #NAME?
46 | 0 | #NAME? | 41.1346 | #NAME? | #NAME?
47 | 0 | #NAME? | 41.1346 | #NAME? | #NAME?
48 | 0 | #NAME? | 41.1346 | #NAME? | #NAME?
49 | 0 | #NAME? | 41.1346 | #NAME? | #NAME?
50 | 0 | #NAME? | 41.1346 | #NAME? | #NAME?
51 | 0 | #NAME? | 41.1346 | #NAME? | #NAME?
52 | 0 | #NAME? | 41.1346 | #NAME? | #NAME?
53 | 0 | #NAME? | 41.1346 | #NAME? | #NAME?
54 | 0 | #NAME? | 41.1346 | #NAME? | #NAME?
55 | 0 | #NAME? | 41.1346 | #NAME? | #NAME?
56 | 0 | #NAME? | 41.1346 | #NAME? | #NAME?
57 | 0 | #NAME? | 41.1346 | #NAME? | #NAME?
58 | 0 | #NAME? | 41.1346 | #NAME? | #NAME?
59 | 0 | #NAME? | 41.1346 | #NAME? | #NAME?
60 | 0 | #NAME? | 41.1346 | #NAME? | #NAME?
61 | 0 | #NAME? | 41.1346 | #NAME? | #NAME?
62 | 0 | #NAME? | 41.1346 | #NAME? | #NAME?
63 | 0 | #NAME? | 41.1346 | #NAME? | #NAME?
64 | 0 | #NAME? | 41.1346 | #NAME? | #NAME?
65 | 0 | #NAME? | 41.1346 | #NAME? | #NAME?
66 | 0 | #NAME? | 41.1346 | #NAME? | #NAME?
67 | 0 | #NAME? | 41.1346 | #NAME? | #NAME?
68 | 0 | #NAME? | 41.1346 | #NAME? | #NAME?
69 | 0 | #NAME? | 41.1346 | #NAME? | #NAME?
70 | 0 | #NAME? | 41.1346 | #NAME? | #NAME?
71 | 0 | #NAME? | 41.1346 | #NAME? | #NAME?
72 | 0 | #NAME? | 41.1346 | #NAME? | #NAME?
73 | 0 | #NAME? | 41.1346 | #NAME? | #NAME?
74 | 0 | #NAME? | 41.1346 | #NAME? | #NAME?
75 | 0 | #NAME? | 41.1346 | #NAME? | #NAME?
76 | 0 | #NAME? | 41.1346 | #NAME? | #NAME?
77 | 0 | #NAME? | 41.1346 | #NAME? | #NAME?
78 | 0 | #NAME? | 41.1346 | #NAME? | #NAME?
79 | 0 | #NAME? | 41.1346 | #NAME? | #NAME?
80 | 0 | #NAME? | 41.1346 | #NAME? | #NAME?
81 | 0 | #NAME? | 41.1346 | #NAME? | #NAME?
82 | 0 | #NAME? | 41.1346 | #NAME? | #NAME?
83 | 0 | #NAME? | 41.1346 | #NAME? | #NAME?
84 | 0 | #NAME? | 41.1346 | #NAME? | #NAME?
85 | 0 | #NAME? | 41.1346 | #NAME? | #NAME?
86 | 0 | #NAME? | 41.1346 | #NAME? | #NAME?
87 | 0 | #NAME? | 41.1346 | #NAME? | #NAME?
88 | 0 | #NAME? | 41.1346 | #NAME? | #NAME?
89 | 0 | #NAME? | 41.1346 | #NAME? | #NAME?
90 | 0 | #NAME? | 41.1346 | #NAME? | #NAME?
91 | 0 | #NAME? | 41.1346 | #NAME? | #NAME?
92 | 0 | #NAME? | 41.1346 | #NAME? | #NAME?
93 | 0 | #NAME? | 41.1346 | #NAME? | #NAME?
94 | 0 | #NAME? | 41.1346 | #NAME? | #NAME?
95 | 0 | #NAME? | 41.1346 | #NAME? | #NAME?
96 | 0 | #NAME? | 41.1346 | #NAME? | #NAME?
97 | 0 | #NAME? | 41.1346 | #NAME? | #NAME?
98 | 0 | #NAME? | 41.1346 | #NAME? | #NAME?
99 | 0 | #NAME? | 41.1346 | #NAME? | #NAME?
100 | 0 | #NAME? | 41.1346 | #NAME? | #NAME?
101 | 0 | #NAME? | 41.1346 | #NAME? | #NAME?
102 | 0 | #NAME? | 41.1346 | #NAME? | #NAME?
103 | 0 | #NAME? | 41.1346 | #NAME? | #NAME?
104 | 0 | #NAME? | 41.1346 | #NAME? | #NAME?
105 | 0 | #NAME? | 41.1346 | #NAME? | #NAME?
106 | 0 | #NAME? | 41.1346 | #NAME? | #NAME?
107 | 0 | #NAME? | 41.1346 | #NAME? | #NAME?
108 | 0 | #NAME? | 41.1346 | #NAME? | #NAME?
109 | 0 | #NAME? | 41.1346 | #NAME? | #NAME?
110 | 0 | #NAME? | 41.1346 | #NAME? | #NAME?
111 | 0 | #NAME? | 41.1346 | #NAME? | #NAME?
112 | 0 | #NAME? | 41.1346 | #NAME? | #NAME?
113 | 0 | #NAME? | 41.1346 | #NAME? | #NAME?
114 | 0 | #NAME? | 41.1346 | #NAME? | #NAME?
115 | 0 | #NAME? | 41.1346 | #NAME? | #NAME?
116 | 0 | #NAME? | 41.1346 | #NAME? | #NAME?
117 | 0 | #NAME? | 41.1346 | #NAME? | #NAME?
118 | 0 | #NAME? | 41.1346 | #NAME? | #NAME?
119 | 0 | #NAME? | 41.1346 | #NAME? | #NAME?
120 | 0 | #NAME? | 41.1346 | #NAME? | #NAME?
Projeto para Estruturação da PPP de Iluminação Pública de
FAZENDA RIO GRANDE/PR
FINANCIAMENTO

## CMM5 - AUX CALC (hidden)
Ano | 1 | 1 | 1 | 1 | 1 | 1 | 1 | 1 | 1 | 1 | 1 | 1 | 2 | 2 | 2 | 2 | 2 | 2 | 2 | 2 | 2 | 2 | 2 | 2 | 3 | 3 | 3 | 3 | 3 | 3 | 3 | 3 | 3 | 3 | 3 | 3 | 4 | 4 | 4 | 4 | 4 | 4 | 4 | 4 | 4 | 4 | 4 | 4 | 5 | 5 | 5 | 5 | 5 | 5 | 5 | 5 | 5 | 5 | 5 | 5 | 6 | 6 | 6 | 6 | 6 | 6 | 6 | 6 | 6 | 6 | 6 | 6 | 7 | 7 | 7 | 7 | 7 | 7 | 7 | 7 | 7 | 7 | 7 | 7 | 8 | 8 | 8 | 8 | 8 | 8 | 8 | 8 | 8 | 8 | 8 | 8 | 9 | 9 | 9 | 9 | 9 | 9 | 9 | 9 | 9 | 9 | 9 | 9 | 10 | 10 | 10 | 10 | 10 | 10 | 10 | 10 | 10 | 10 | 10 | 10 | 11 | 11 | 11 | 11 | 11 | 11 | 11 | 11 | 11 | 11 | 11 | 11 | 12 | 12 | 12 | 12 | 12 | 12 | 12 | 12 | 12 | 12 | 12 | 12 | 13 | 13 | 13 | 13 | 13 | 13 | 13 | 13 | 13 | 13 | 13 | 13 | 14 | 14 | 14 | 14 | 14 | 14 | 14 | 14 | 14 | 14 | 14 | 14 | 15 | 15 | 15 | 15 | 15 | 15 | 15 | 15 | 15 | 15 | 15 | 15 | 16 | 16 | 16 | 16 | 16 | 16 | 16 | 16 | 16 | 16 | 16 | 16 | 17 | 17 | 17 | 17 | 17 | 17 | 17 | 17 | 17 | 17 | 17 | 17 | 18 | 18 | 18 | 18 | 18 | 18 | 18 | 18 | 18 | 18 | 18 | 18
Mês | 1 | 2 | 3 | 4 | 5 | 6 | 7 | 8 | 9 | 10 | 11 | 12 | 13 | 14 | 15 | 16 | 17 | 18 | 19 | 20 | 21 | 22 | 23 | 24 | 25 | 26 | 27 | 28 | 29 | 30 | 31 | 32 | 33 | 34 | 35 | 36 | 37 | 38 | 39 | 40 | 41 | 42 | 43 | 44 | 45 | 46 | 47 | 48 | 49 | 50 | 51 | 52 | 53 | 54 | 55 | 56 | 57 | 58 | 59 | 60 | 61 | 62 | 63 | 64 | 65 | 66 | 67 | 68 | 69 | 70 | 71 | 72 | 73 | 74 | 75 | 76 | 77 | 78 | 79 | 80 | 81 | 82 | 83 | 84 | 85 | 86 | 87 | 88 | 89 | 90 | 91 | 92 | 93 | 94 | 95 | 96 | 97 | 98 | 99 | 100 | 101 | 102 | 103 | 104 | 105 | 106 | 107 | 108 | 109 | 110 | 111 | 112 | 113 | 114 | 115 | 116 | 117 | 118 | 119 | 120 | 121 | 122 | 123 | 124 | 125 | 126 | 127 | 128 | 129 | 130 | 131 | 132 | 133 | 134 | 135 | 136 | 137 | 138 | 139 | 140 | 141 | 142 | 143 | 144 | 145 | 146 | 147 | 148 | 149 | 150 | 151 | 152 | 153 | 154 | 155 | 156 | 157 | 158 | 159 | 160 | 161 | 162 | 163 | 164 | 165 | 166 | 167 | 168 | 169 | 170 | 171 | 172 | 173 | 174 | 175 | 176 | 177 | 178 | 179 | 180 | 181 | 182 | 183 | 184 | 185 | 186 | 187 | 188 | 189 | 190 | 191 | 192 | 193 | 194 | 195 | 196 | 197 | 198 | 199 | 200 | 201 | 202 | 203 | 204 | 205 | 206 | 207 | 208 | 209 | 210 | 211 | 212 | 213 | 214 | 215 | 216
Fase | Preliminar | Preliminar | Preliminar | Preliminar | Transição | Transição | Modernização | Modernização | Modernização | Modernização | Modernização | Modernização | Modernização | Modernização | Modernização | Modernização | Modernização | Modernização | Operação | Operação | Operação | Operação | Operação | Operação | Operação | Operação | Operação | Operação | Operação | Operação | Operação | Operação | Operação | Operação | Operação | Operação | Operação | Operação | Operação | Operação | Operação | Operação | Operação | Operação | Operação | Operação | Operação | Operação | Operação | Operação | Operação | Operação | Operação | Operação | Operação | Operação | Operação | Operação | Operação | Operação | Operação | Operação | Operação | Operação | Operação | Operação | Operação | Operação | Operação | Operação | Operação | Operação | Operação | Operação | Operação | Operação | Operação | Operação | Operação | Operação | Operação | Operação | Operação | Operação | Operação | Operação | Operação | Operação | Operação | Operação | Operação | Operação | Operação | Operação | Operação | Operação | Operação | Operação | Operação | Operação | Operação | Operação | Operação | Operação | Operação | Operação | Operação | Operação | Operação | Operação | Operação | Operação | Operação | Operação | Operação | Operação | Operação | Operação | Operação | Operação | Operação | Operação | Operação | Operação | Operação | Operação | Operação | Operação | Operação | Operação | Operação | Operação | Operação | Operação | Operação | Operação | Operação | Operação | Operação | Operação | Operação | Operação | Operação | Operação | Operação | Operação | Operação | Operação | Operação | Operação | Operação | Operação | Operação | Operação | Operação | Operação | Operação | Operação | Operação | Operação | Operação | Operação | Operação | Operação | Operação | Operação | Operação | Operação | Operação | Operação | Operação | Operação | Operação | Operação | Operação | Operação | Operação | Operação | Operação | Operação | Operação | Operação | Operação | Operação | Operação | Operação | Operação | Operação | Operação | Operação | Operação | Operação | Operação | Operação | Operação | Operação | Operação | Operação | Operação | Operação | Operação | Operação | Operação | Operação | Operação | Operação | Operação | Operação | Operação | Operação | Operação | Operação | Operação | Operação | Operação | Operação
Regime Tributário | REAL | REAL | REAL | REAL | REAL | REAL | REAL | REAL | REAL | REAL | REAL | REAL | REAL | REAL | REAL | REAL | REAL | REAL | REAL | REAL | REAL | REAL | REAL | REAL | REAL | REAL | REAL | REAL | REAL | REAL | REAL | REAL | REAL | REAL | REAL | REAL | REAL | REAL | REAL | REAL | REAL | REAL | REAL | REAL | REAL | REAL | REAL | REAL | REAL | REAL | REAL | REAL | REAL | REAL | REAL | REAL | REAL | REAL | REAL | REAL | REAL | REAL | REAL | REAL | REAL | REAL | REAL | REAL | REAL | REAL | REAL | REAL | REAL | REAL | REAL | REAL | REAL | REAL | REAL | REAL | REAL | REAL | REAL | REAL | REAL | REAL | REAL | REAL | REAL | REAL | REAL | REAL | REAL | REAL | REAL | REAL | REAL | REAL | REAL | REAL | REAL | REAL | REAL | REAL | REAL | REAL | REAL | REAL | REAL | REAL | REAL | REAL | REAL | REAL | REAL | REAL | REAL | REAL | REAL | REAL | REAL | REAL | REAL | REAL | REAL | REAL | REAL | REAL | REAL | REAL | REAL | REAL | REAL | REAL | REAL | REAL | REAL | REAL | REAL | REAL | REAL | REAL | REAL | REAL | REAL | REAL | REAL | REAL | REAL | REAL | REAL | REAL | REAL | REAL | REAL | REAL | REAL | REAL | REAL | REAL | REAL | REAL | REAL | REAL | REAL | REAL | REAL | REAL | REAL | REAL | REAL | REAL | REAL | REAL | REAL | REAL | REAL | REAL | REAL | REAL | REAL | REAL | REAL | REAL | REAL | REAL | REAL | REAL | REAL | REAL | REAL | REAL | REAL | REAL | REAL | REAL | REAL | REAL | REAL | REAL | REAL | REAL | REAL | REAL | REAL | REAL | REAL | REAL | REAL | REAL | REAL | REAL | REAL | REAL | REAL | REAL
Tamanho do Parque | #REF! | #REF! | #REF! | #REF! | #REF! | #REF! | #REF! | #REF! | #REF! | #REF! | #REF! | #REF! | #REF! | #REF! | #REF! | #REF! | #REF! | #REF! | #REF! | #REF! | #REF! | #REF! | #REF! | #REF! | #REF! | #REF! | #REF! | #REF! | #REF! | #REF! | #REF! | #REF! | #REF! | #REF! | #REF! | #REF! | #REF! | #REF! | #REF! | #REF! | #REF! | #REF! | #REF! | #REF! | #REF! | #REF! | #REF! | #REF! | #REF! | #REF! | #REF! | #REF! | #REF! | #REF! | #REF! | #REF! | #REF! | #REF! | #REF! | #REF! | #REF! | #REF! | #REF! | #REF! | #REF! | #REF! | #REF! | #REF! | #REF! | #REF! | #REF! | #REF! | #REF! | #REF! | #REF! | #REF! | #REF! | #REF! | #REF! | #REF! | #REF! | #REF! | #REF! | #REF! | #REF! | #REF! | #REF! | #REF! | #REF! | #REF! | #REF! | #REF! | #REF! | #REF! | #REF! | #REF! | #REF! | #REF! | #REF! | #REF! | #REF! | #REF! | #REF! | #REF! | #REF! | #REF! | #REF! | #REF! | #REF! | #REF! | #REF! | #REF! | #REF! | #REF! | #REF! | #REF! | #REF! | #REF! | #REF! | #REF! | #REF! | #REF! | #REF! | #REF! | #REF! | #REF! | #REF! | #REF! | #REF! | #REF! | #REF! | #REF! | #REF! | #REF! | #REF! | #REF! | #REF! | #REF! | #REF! | #REF! | #REF! | #REF! | #REF! | #REF! | #REF! | #REF! | #REF! | #REF! | #REF! | #REF! | #REF! | #REF! | #REF! | #REF! | #REF! | #REF! | #REF! | #REF! | #REF! | #REF! | #REF! | #REF! | #REF! | #REF! | #REF! | #REF! | #REF! | #REF! | #REF! | #REF! | #REF! | #REF! | #REF! | #REF! | #REF! | #REF! | #REF! | #REF! | #REF! | #REF! | #REF! | #REF! | #REF! | #REF! | #REF! | #REF! | #REF! | #REF! | #REF! | #REF! | #REF! | #REF! | #REF! | #REF! | #REF! | #REF! | #REF! | #REF! | #REF! | #REF! | #REF! | #REF! | #REF! | #REF! | #REF! | #REF! | #REF! | #REF! | #REF! | #REF! | #REF! | #REF! | #REF! | #REF! | #REF! | #REF!
(1) RECEITAS TRIBUTÁVEIS | #NAME? | #NAME? | #NAME? | #NAME? | #NAME? | #NAME? | #NAME? | #NAME? | #NAME? | #NAME? | #NAME? | #NAME? | #NAME? | #NAME? | #NAME? | #NAME? | #NAME? | #NAME? | #NAME? | #NAME? | #NAME? | #NAME? | #NAME? | #NAME? | #NAME? | #NAME? | #NAME? | #NAME? | #NAME? | #NAME? | #NAME? | #NAME? | #NAME? | #NAME? | #NAME? | #NAME? | #NAME? | #NAME? | #NAME? | #NAME? | #NAME? | #NAME? | #NAME? | #NAME? | #NAME? | #NAME? | #NAME? | #NAME? | #NAME? | #NAME? | #NAME? | #NAME? | #NAME? | #NAME? | #NAME? | #NAME? | #NAME? | #NAME? | #NAME? | #NAME? | #NAME? | #NAME? | #NAME? | #NAME? | #NAME? | #NAME? | #NAME? | #NAME? | #NAME? | #NAME? | #NAME? | #NAME? | #NAME? | #NAME? | #NAME? | #NAME? | #NAME? | #NAME? | #NAME? | #NAME? | #NAME? | #NAME? | #NAME? | #NAME? | #NAME? | #NAME? | #NAME? | #NAME? | #NAME? | #NAME? | #NAME? | #NAME? | #NAME? | #NAME? | #NAME? | #NAME? | #NAME? | #NAME? | #NAME? | #NAME? | #NAME? | #NAME? | #NAME? | #NAME? | #NAME? | #NAME? | #NAME? | #NAME? | #NAME? | #NAME? | #NAME? | #NAME? | #NAME? | #NAME? | #NAME? | #NAME? | #NAME? | #NAME? | #NAME? | #NAME? | #NAME? | #NAME? | #NAME? | #NAME? | #NAME? | #NAME? | #NAME? | #NAME? | #NAME? | #NAME? | #NAME? | #NAME? | #NAME? | #NAME? | #NAME? | #NAME? | #NAME? | #NAME? | #NAME? | #NAME? | #NAME? | #NAME? | #NAME? | #NAME? | #NAME? | #NAME? | #NAME? | #NAME? | #NAME? | #NAME? | #NAME? | #NAME? | #NAME? | #NAME? | #NAME? | #NAME? | #NAME? | #NAME? | #NAME? | #NAME? | #NAME? | #NAME? | #NAME? | #NAME? | #NAME? | #NAME? | #NAME? | #NAME? | #NAME? | #NAME? | #NAME? | #NAME? | #NAME? | #NAME? | #NAME? | #NAME? | #NAME? | #NAME? | #NAME? | #NAME? | #NAME? | #NAME? | #NAME? | #NAME? | #NAME? | #NAME? | #NAME? | #NAME? | #NAME? | #NAME? | #NAME? | #NAME? | #NAME? | #NAME? | #NAME? | #NAME? | #NAME? | #NAME? | #NAME? | #NAME? | #NAME? | #NAME? | #NAME? | #NAME? | #NAME? | #NAME? | #NAME? | #NAME? | #NAME? | #NAME? | #NAME? | #NAME? | #NAME? | #NAME? | #NAME? | #NAME?
(+) Contraprestações - Investimento (CAPEX) | 0 | 0 | 0 | 0 | 0 | 0 | 0 | 0 | 0 | 0 | 0 | 0 | 0 | 0 | 0 | 0 | 0 | 0 | 0 | 0 | 0 | 0 | 0 | 0 | 0 | 0 | 0 | 0 | 0 | 0 | 0 | 0 | 0 | 0 | 0 | 0 | 0 | 0 | 0 | 0 | 0 | 0 | 0 | 0 | 0 | 0 | 0 | 0 | 0 | 0 | 0 | 0 | 0 | 0 | 0 | 0 | 0 | 0 | 0 | 0 | 0 | 0 | 0 | 0 | 0 | 0 | 0 | 0 | 0 | 0 | 0 | 0 | 0 | 0 | 0 | 0 | 0 | 0 | 0 | 0 | 0 | 0 | 0 | 0 | 0 | 0 | 0 | 0 | 0 | 0 | 0 | 0 | 0 | 0 | 0 | 0 | 0 | 0 | 0 | 0 | 0 | 0 | 0 | 0 | 0 | 0 | 0 | 0 | 0 | 0 | 0 | 0 | 0 | 0 | 0 | 0 | 0 | 0 | 0 | 0 | 0 | 0 | 0 | 0 | 0 | 0 | 0 | 0 | 0 | 0 | 0 | 0 | 0 | 0 | 0 | 0 | 0 | 0 | 0 | 0 | 0 | 0 | 0 | 0 | 0 | 0 | 0 | 0 | 0 | 0 | 0 | 0 | 0 | 0 | 0 | 0 | 0 | 0 | 0 | 0 | 0 | 0 | 0 | 0 | 0 | 0 | 0 | 0 | 0 | 0 | 0 | 0 | 0 | 0 | 0 | 0 | 0 | 0 | 0 | 0 | 0 | 0 | 0 | 0 | 0 | 0 | 0 | 0 | 0 | 0 | 0 | 0 | 0 | 0 | 0 | 0 | 0 | 0 | 0 | 0 | 0 | 0 | 0 | 0 | 0 | 0 | 0 | 0 | 0 | 0 | 0 | 0 | 0 | 0 | 0 | 0
(+) CMM1 - Iluminação Viária (V4/V5) | 0 | 0 | 0 | 0 | 0 | 0 | 0 | 0 | 0 | 0 | 0 | 0 | 0 | 0 | 0 | 0 | 0 | 0 | 0 | 0 | 0 | 0 | 0 | 0 | 0 | 0 | 0 | 0 | 0 | 0 | 0 | 0 | 0 | 0 | 0 | 0 | 0 | 0 | 0 | 0 | 0 | 0 | 0 | 0 | 0 | 0 | 0 | 0 | 0 | 0 | 0 | 0 | 0 | 0 | 0 | 0 | 0 | 0 | 0 | 0 | 0 | 0 | 0 | 0 | 0 | 0 | 0 | 0 | 0 | 0 | 0 | 0 | 0 | 0 | 0 | 0 | 0 | 0 | 0 | 0 | 0 | 0 | 0 | 0 | 0 | 0 | 0 | 0 | 0 | 0 | 0 | 0 | 0 | 0 | 0 | 0 | 0 | 0 | 0 | 0 | 0 | 0 | 0 | 0 | 0 | 0 | 0 | 0 | 0 | 0 | 0 | 0 | 0 | 0 | 0 | 0 | 0 | 0 | 0 | 0 | 0 | 0 | 0 | 0 | 0 | 0 | 0 | 0 | 0 | 0 | 0 | 0 | 0 | 0 | 0 | 0 | 0 | 0 | 0 | 0 | 0 | 0 | 0 | 0 | 0 | 0 | 0 | 0 | 0 | 0 | 0 | 0 | 0 | 0 | 0 | 0 | 0 | 0 | 0 | 0 | 0 | 0 | 0 | 0 | 0 | 0 | 0 | 0 | 0 | 0 | 0 | 0 | 0 | 0 | 0 | 0 | 0 | 0 | 0 | 0 | 0 | 0 | 0 | 0 | 0 | 0 | 0 | 0 | 0 | 0 | 0 | 0 | 0 | 0 | 0 | 0 | 0 | 0 | 0 | 0 | 0 | 0 | 0 | 0 | 0 | 0 | 0 | 0 | 0 | 0 | 0 | 0 | 0 | 0 | 0 | 0
(+) CMM2 - Iluminação Viária (V1...V3) | 0 | 0 | 0 | 0 | 0 | 0 | 0 | 0 | 0 | 0 | 0 | 0 | 0 | 0 | 0 | 0 | 0 | 0 | 0 | 0 | 0 | 0 | 0 | 0 | 0 | 0 | 0 | 0 | 0 | 0 | 0 | 0 | 0 | 0 | 0 | 0 | 0 | 0 | 0 | 0 | 0 | 0 | 0 | 0 | 0 | 0 | 0 | 0 | 0 | 0 | 0 | 0 | 0 | 0 | 0 | 0 | 0 | 0 | 0 | 0 | 0 | 0 | 0 | 0 | 0 | 0 | 0 | 0 | 0 | 0 | 0 | 0 | 0 | 0 | 0 | 0 | 0 | 0 | 0 | 0 | 0 | 0 | 0 | 0 | 0 | 0 | 0 | 0 | 0 | 0 | 0 | 0 | 0 | 0 | 0 | 0 | 0 | 0 | 0 | 0 | 0 | 0 | 0 | 0 | 0 | 0 | 0 | 0 | 0 | 0 | 0 | 0 | 0 | 0 | 0 | 0 | 0 | 0 | 0 | 0 | 0 | 0 | 0 | 0 | 0 | 0 | 0 | 0 | 0 | 0 | 0 | 0 | 0 | 0 | 0 | 0 | 0 | 0 | 0 | 0 | 0 | 0 | 0 | 0 | 0 | 0 | 0 | 0 | 0 | 0 | 0 | 0 | 0 | 0 | 0 | 0 | 0 | 0 | 0 | 0 | 0 | 0 | 0 | 0 | 0 | 0 | 0 | 0 | 0 | 0 | 0 | 0 | 0 | 0 | 0 | 0 | 0 | 0 | 0 | 0 | 0 | 0 | 0 | 0 | 0 | 0 | 0 | 0 | 0 | 0 | 0 | 0 | 0 | 0 | 0 | 0 | 0 | 0 | 0 | 0 | 0 | 0 | 0 | 0 | 0 | 0 | 0 | 0 | 0 | 0 | 0 | 0 | 0 | 0 | 0 | 0
(+) CMM3 - faixas de pedestres e ciclovias | 0 | 0 | 0 | 0 | 0 | 0 | 0 | 0 | 0 | 0 | 0 | 0 | 0 | 0 | 0 | 0 | 0 | 0 | 0 | 0 | 0 | 0 | 0 | 0 | 0 | 0 | 0 | 0 | 0 | 0 | 0 | 0 | 0 | 0 | 0 | 0 | 0 | 0 | 0 | 0 | 0 | 0 | 0 | 0 | 0 | 0 | 0 | 0 | 0 | 0 | 0 | 0 | 0 | 0 | 0 | 0 | 0 | 0 | 0 | 0 | 0 | 0 | 0 | 0 | 0 | 0 | 0 | 0 | 0 | 0 | 0 | 0 | 0 | 0 | 0 | 0 | 0 | 0 | 0 | 0 | 0 | 0 | 0 | 0 | 0 | 0 | 0 | 0 | 0 | 0 | 0 | 0 | 0 | 0 | 0 | 0 | 0 | 0 | 0 | 0 | 0 | 0 | 0 | 0 | 0 | 0 | 0 | 0 | 0 | 0 | 0 | 0 | 0 | 0 | 0 | 0 | 0 | 0 | 0 | 0 | 0 | 0 | 0 | 0 | 0 | 0 | 0 | 0 | 0 | 0 | 0 | 0 | 0 | 0 | 0 | 0 | 0 | 0 | 0 | 0 | 0 | 0 | 0 | 0 | 0 | 0 | 0 | 0 | 0 | 0 | 0 | 0 | 0 | 0 | 0 | 0 | 0 | 0 | 0 | 0 | 0 | 0 | 0 | 0 | 0 | 0 | 0 | 0 | 0 | 0 | 0 | 0 | 0 | 0 | 0 | 0 | 0 | 0 | 0 | 0 | 0 | 0 | 0 | 0 | 0 | 0 | 0 | 0 | 0 | 0 | 0 | 0 | 0 | 0 | 0 | 0 | 0 | 0 | 0 | 0 | 0 | 0 | 0 | 0 | 0 | 0 | 0 | 0 | 0 | 0 | 0 | 0 | 0 | 0 | 0 | 0
(+) CMM4 - iluminação especial | 0 | 0 | 0 | 0 | 0 | 0 | 0 | 0 | 0 | 0 | 0 | 0 | 0 | 0 | 0 | 0 | 0 | 0 | 0 | 0 | 0 | 0 | 0 | 0 | 0 | 0 | 0 | 0 | 0 | 0 | 0 | 0 | 0 | 0 | 0 | 0 | 0 | 0 | 0 | 0 | 0 | 0 | 0 | 0 | 0 | 0 | 0 | 0 | 0 | 0 | 0 | 0 | 0 | 0 | 0 | 0 | 0 | 0 | 0 | 0 | 0 | 0 | 0 | 0 | 0 | 0 | 0 | 0 | 0 | 0 | 0 | 0 | 0 | 0 | 0 | 0 | 0 | 0 | 0 | 0 | 0 | 0 | 0 | 0 | 0 | 0 | 0 | 0 | 0 | 0 | 0 | 0 | 0 | 0 | 0 | 0 | 0 | 0 | 0 | 0 | 0 | 0 | 0 | 0 | 0 | 0 | 0 | 0 | 0 | 0 | 0 | 0 | 0 | 0 | 0 | 0 | 0 | 0 | 0 | 0 | 0 | 0 | 0 | 0 | 0 | 0 | 0 | 0 | 0 | 0 | 0 | 0 | 0 | 0 | 0 | 0 | 0 | 0 | 0 | 0 | 0 | 0 | 0 | 0 | 0 | 0 | 0 | 0 | 0 | 0 | 0 | 0 | 0 | 0 | 0 | 0 | 0 | 0 | 0 | 0 | 0 | 0 | 0 | 0 | 0 | 0 | 0 | 0 | 0 | 0 | 0 | 0 | 0 | 0 | 0 | 0 | 0 | 0 | 0 | 0 | 0 | 0 | 0 | 0 | 0 | 0 | 0 | 0 | 0 | 0 | 0 | 0 | 0 | 0 | 0 | 0 | 0 | 0 | 0 | 0 | 0 | 0 | 0 | 0 | 0 | 0 | 0 | 0 | 0 | 0 | 0 | 0 | 0 | 0 | 0 | 0
(+) Contraprestações - Serviços (OPEX) | #NAME? | #NAME? | #NAME? | #NAME? | #NAME? | #NAME? | #NAME? | #NAME? | #NAME? | #NAME? | #NAME? | #NAME? | #NAME? | #NAME? | #NAME? | #NAME? | #NAME? | #NAME? | #NAME? | #NAME? | #NAME? | #NAME? | #NAME? | #NAME? | #NAME? | #NAME? | #NAME? | #NAME? | #NAME? | #NAME? | #NAME? | #NAME? | #NAME? | #NAME? | #NAME? | #NAME? | #NAME? | #NAME? | #NAME? | #NAME? | #NAME? | #NAME? | #NAME? | #NAME? | #NAME? | #NAME? | #NAME? | #NAME? | #NAME? | #NAME? | #NAME? | #NAME? | #NAME? | #NAME? | #NAME? | #NAME? | #NAME? | #NAME? | #NAME? | #NAME? | #NAME? | #NAME? | #NAME? | #NAME? | #NAME? | #NAME? | #NAME? | #NAME? | #NAME? | #NAME? | #NAME? | #NAME? | #NAME? | #NAME? | #NAME? | #NAME? | #NAME? | #NAME? | #NAME? | #NAME? | #NAME? | #NAME? | #NAME? | #NAME? | #NAME? | #NAME? | #NAME? | #NAME? | #NAME? | #NAME? | #NAME? | #NAME? | #NAME? | #NAME? | #NAME? | #NAME? | #NAME? | #NAME? | #NAME? | #NAME? | #NAME? | #NAME? | #NAME? | #NAME? | #NAME? | #NAME? | #NAME? | #NAME? | #NAME? | #NAME? | #NAME? | #NAME? | #NAME? | #NAME? | #NAME? | #NAME? | #NAME? | #NAME? | #NAME? | #NAME? | #NAME? | #NAME? | #NAME? | #NAME? | #NAME? | #NAME? | #NAME? | #NAME? | #NAME? | #NAME? | #NAME? | #NAME? | #NAME? | #NAME? | #NAME? | #NAME? | #NAME? | #NAME? | #NAME? | #NAME? | #NAME? | #NAME? | #NAME? | #NAME? | #NAME? | #NAME? | #NAME? | #NAME? | #NAME? | #NAME? | #NAME? | #NAME? | #NAME? | #NAME? | #NAME? | #NAME? | #NAME? | #NAME? | #NAME? | #NAME? | #NAME? | #NAME? | #NAME? | #NAME? | #NAME? | #NAME? | #NAME? | #NAME? | #NAME? | #NAME? | #NAME? | #NAME? | #NAME? | #NAME? | #NAME? | #NAME? | #NAME? | #NAME? | #NAME? | #NAME? | #NAME? | #NAME? | #NAME? | #NAME? | #NAME? | #NAME? | #NAME? | #NAME? | #NAME? | #NAME? | #NAME? | #NAME? | #NAME? | #NAME? | #NAME? | #NAME? | #NAME? | #NAME? | #NAME? | #NAME? | #NAME? | #NAME? | #NAME? | #NAME? | #NAME? | #NAME? | #NAME? | #NAME? | #NAME? | #NAME? | #NAME? | #NAME? | #NAME? | #NAME? | #NAME? | #NAME?
(+) CMM5 - O&M | #NAME? | #NAME? | #NAME? | #NAME? | #NAME? | #NAME? | #NAME? | #NAME? | #NAME? | #NAME? | #NAME? | #NAME? | #NAME? | #NAME? | #NAME? | #NAME? | #NAME? | #NAME? | #NAME? | #NAME? | #NAME? | #NAME? | #NAME? | #NAME? | #NAME? | #NAME? | #NAME? | #NAME? | #NAME? | #NAME? | #NAME? | #NAME? | #NAME? | #NAME? | #NAME? | #NAME? | #NAME? | #NAME? | #NAME? | #NAME? | #NAME? | #NAME? | #NAME? | #NAME? | #NAME? | #NAME? | #NAME? | #NAME? | #NAME? | #NAME? | #NAME? | #NAME? | #NAME? | #NAME? | #NAME? | #NAME? | #NAME? | #NAME? | #NAME? | #NAME? | #NAME? | #NAME? | #NAME? | #NAME? | #NAME? | #NAME? | #NAME? | #NAME? | #NAME? | #NAME? | #NAME? | #NAME? | #NAME? | #NAME? | #NAME? | #NAME? | #NAME? | #NAME? | #NAME? | #NAME? | #NAME? | #NAME? | #NAME? | #NAME? | #NAME? | #NAME? | #NAME? | #NAME? | #NAME? | #NAME? | #NAME? | #NAME? | #NAME? | #NAME? | #NAME? | #NAME? | #NAME? | #NAME? | #NAME? | #NAME? | #NAME? | #NAME? | #NAME? | #NAME? | #NAME? | #NAME? | #NAME? | #NAME? | #NAME? | #NAME? | #NAME? | #NAME? | #NAME? | #NAME? | #NAME? | #NAME? | #NAME? | #NAME? | #NAME? | #NAME? | #NAME? | #NAME? | #NAME? | #NAME? | #NAME? | #NAME? | #NAME? | #NAME? | #NAME? | #NAME? | #NAME? | #NAME? | #NAME? | #NAME? | #NAME? | #NAME? | #NAME? | #NAME? | #NAME? | #NAME? | #NAME? | #NAME? | #NAME? | #NAME? | #NAME? | #NAME? | #NAME? | #NAME? | #NAME? | #NAME? | #NAME? | #NAME? | #NAME? | #NAME? | #NAME? | #NAME? | #NAME? | #NAME? | #NAME? | #NAME? | #NAME? | #NAME? | #NAME? | #NAME? | #NAME? | #NAME? | #NAME? | #NAME? | #NAME? | #NAME? | #NAME? | #NAME? | #NAME? | #NAME? | #NAME? | #NAME? | #NAME? | #NAME? | #NAME? | #NAME? | #NAME? | #NAME? | #NAME? | #NAME? | #NAME? | #NAME? | #NAME? | #NAME? | #NAME? | #NAME? | #NAME? | #NAME? | #NAME? | #NAME? | #NAME? | #NAME? | #NAME? | #NAME? | #NAME? | #NAME? | #NAME? | #NAME? | #NAME? | #NAME? | #NAME? | #NAME? | #NAME? | #NAME? | #NAME? | #NAME? | #NAME? | #NAME? | #NAME? | #NAME? | #NAME? | #NAME?
(+) BCE - Bônus de Consumo de Energia | 0 | 0 | 0 | 0 | 0 | 0 | 0 | 0 | 0 | 0 | 0 | 0 | 0 | 0 | 0 | 0 | 0 | 0 | #NAME? | #NAME? | #NAME? | #NAME? | #NAME? | #NAME? | #NAME? | #NAME? | #NAME? | #NAME? | #NAME? | #NAME? | #NAME? | #NAME? | #NAME? | #NAME? | #NAME? | #NAME? | #NAME? | #NAME? | #NAME? | #NAME? | #NAME? | #NAME? | #NAME? | #NAME? | #NAME? | #NAME? | #NAME? | #NAME? | #NAME? | #NAME? | #NAME? | #NAME? | #NAME? | #NAME? | #NAME? | #NAME? | #NAME? | #NAME? | #NAME? | #NAME? | #NAME? | #NAME? | #NAME? | #NAME? | #NAME? | #NAME? | #NAME? | #NAME? | #NAME? | #NAME? | #NAME? | #NAME? | #NAME? | #NAME? | #NAME? | #NAME? | #NAME? | #NAME? | #NAME? | #NAME? | #NAME? | #NAME? | #NAME? | #NAME? | #NAME? | #NAME? | #NAME? | #NAME? | #NAME? | #NAME? | #NAME? | #NAME? | #NAME? | #NAME? | #NAME? | #NAME? | #NAME? | #NAME? | #NAME? | #NAME? | #NAME? | #NAME? | #NAME? | #NAME? | #NAME? | #NAME? | #NAME? | #NAME? | #NAME? | #NAME? | #NAME? | #NAME? | #NAME? | #NAME? | #NAME? | #NAME? | #NAME? | #NAME? | #NAME? | #NAME? | #NAME? | #NAME? | #NAME? | #NAME? | #NAME? | #NAME? | #NAME? | #NAME? | #NAME? | #NAME? | #NAME? | #NAME? | #NAME? | #NAME? | #NAME? | #NAME? | #NAME? | #NAME? | #NAME? | #NAME? | #NAME? | #NAME? | #NAME? | #NAME? | #NAME? | #NAME? | #NAME? | #NAME? | #NAME? | #NAME? | #NAME? | #NAME? | #NAME? | #NAME? | #NAME? | #NAME? | #NAME? | #NAME? | #NAME? | #NAME? | #NAME? | #NAME? | #NAME? | #NAME? | #NAME? | #NAME? | #NAME? | #NAME? | #NAME? | #NAME? | #NAME? | #NAME? | #NAME? | #NAME? | #NAME? | #NAME? | #NAME? | #NAME? | #NAME? | #NAME? | #NAME? | #NAME? | #NAME? | #NAME? | #NAME? | #NAME? | #NAME? | #NAME? | #NAME? | #NAME? | #NAME? | #NAME? | #NAME? | #NAME? | #NAME? | #NAME? | #NAME? | #NAME? | #NAME? | #NAME? | #NAME? | #NAME? | #NAME? | #NAME? | #NAME? | #NAME? | #NAME? | #NAME? | #NAME? | #NAME? | #NAME? | #NAME? | #NAME? | #NAME? | #NAME? | #NAME?
(+) Cota de Expansão | 0 | 0 | 0 | 0 | 0 | 0 | 0 | 0 | 0 | 0 | 0 | 0 | 0 | 0 | 0 | 0 | 0 | 0 | 0 | 0 | 0 | 0 | 0 | 0 | 0 | 0 | 0 | 0 | 0 | 0 | 0 | 0 | 0 | 0 | 0 | 0 | 0 | 0 | 0 | 0 | 0 | 0 | 0 | 0 | 0 | 0 | 0 | 0 | 0 | 0 | 0 | 0 | 0 | 0 | 0 | 0 | 0 | 0 | 0 | 0 | 0 | 0 | 0 | 0 | 0 | 0 | 0 | 0 | 0 | 0 | 0 | 0 | 0 | 0 | 0 | 0 | 0 | 0 | 0 | 0 | 0 | 0 | 0 | 0 | 0 | 0 | 0 | 0 | 0 | 0 | 0 | 0 | 0 | 0 | 0 | 0 | 0 | 0 | 0 | 0 | 0 | 0 | 0 | 0 | 0 | 0 | 0 | 0 | 0 | 0 | 0 | 0 | 0 | 0 | 0 | 0 | 0 | 0 | 0 | 0 | 0 | 0 | 0 | 0 | 0 | 0 | 0 | 0 | 0 | 0 | 0 | 0 | 0 | 0 | 0 | 0 | 0 | 0 | 0 | 0 | 0 | 0 | 0 | 0 | 0 | 0 | 0 | 0 | 0 | 0 | 0 | 0 | 0 | 0 | 0 | 0 | 0 | 0 | 0 | 0 | 0 | 0 | 0 | 0 | 0 | 0 | 0 | 0 | 0 | 0 | 0 | 0 | 0 | 0 | 0 | 0 | 0 | 0 | 0 | 0 | 0 | 0 | 0 | 0 | 0 | 0 | 0 | 0 | 0 | 0 | 0 | 0 | 0 | 0 | 0 | 0 | 0 | 0 | 0 | 0 | 0 | 0 | 0 | 0 | 0 | 0 | 0 | 0 | 0 | 0 | 0 | 0 | 0 | 0 | 0 | 0
(+) Iluminação Viária (V4/V5) - Exclusivos | 0 | 0 | 0 | 0 | 0 | 0 | 0 | 0 | 0 | 0 | 0 | 0 | 0 | 0 | 0 | 0 | 0 | 0 | 0 | 0 | 0 | 0 | 0 | 0 | 0 | 0 | 0 | 0 | 0 | 0 | 0 | 0 | 0 | 0 | 0 | 0 | 0 | 0 | 0 | 0 | 0 | 0 | 0 | 0 | 0 | 0 | 0 | 0 | 0 | 0 | 0 | 0 | 0 | 0 | 0 | 0 | 0 | 0 | 0 | 0 | 0 | 0 | 0 | 0 | 0 | 0 | 0 | 0 | 0 | 0 | 0 | 0 | 0 | 0 | 0 | 0 | 0 | 0 | 0 | 0 | 0 | 0 | 0 | 0 | 0 | 0 | 0 | 0 | 0 | 0 | 0 | 0 | 0 | 0 | 0 | 0 | 0 | 0 | 0 | 0 | 0 | 0 | 0 | 0 | 0 | 0 | 0 | 0 | 0 | 0 | 0 | 0 | 0 | 0 | 0 | 0 | 0 | 0 | 0 | 0 | 0 | 0 | 0 | 0 | 0 | 0 | 0 | 0 | 0 | 0 | 0 | 0 | 0 | 0 | 0 | 0 | 0 | 0 | 0 | 0 | 0 | 0 | 0 | 0 | 0 | 0 | 0 | 0 | 0 | 0 | 0 | 0 | 0 | 0 | 0 | 0 | 0 | 0 | 0 | 0 | 0 | 0 | 0 | 0 | 0 | 0 | 0 | 0 | 0 | 0 | 0 | 0 | 0 | 0 | 0 | 0 | 0 | 0 | 0 | 0 | 0 | 0 | 0 | 0 | 0 | 0 | 0 | 0 | 0 | 0 | 0 | 0 | 0 | 0 | 0 | 0 | 0 | 0 | 0 | 0 | 0 | 0 | 0 | 0 | 0 | 0 | 0 | 0 | 0 | 0 | 0 | 0 | 0 | 0 | 0 | 0
(+) Iluminação Viária (V1...V3) - Exclusivos | 0 | 0 | 0 | 0 | 0 | 0 | 0 | 0 | 0 | 0 | 0 | 0 | 0 | 0 | 0 | 0 | 0 | 0 | 0 | 0 | 0 | 0 | 0 | 0 | 0 | 0 | 0 | 0 | 0 | 0 | 0 | 0 | 0 | 0 | 0 | 0 | 0 | 0 | 0 | 0 | 0 | 0 | 0 | 0 | 0 | 0 | 0 | 0 | 0 | 0 | 0 | 0 | 0 | 0 | 0 | 0 | 0 | 0 | 0 | 0 | 0 | 0 | 0 | 0 | 0 | 0 | 0 | 0 | 0 | 0 | 0 | 0 | 0 | 0 | 0 | 0 | 0 | 0 | 0 | 0 | 0 | 0 | 0 | 0 | 0 | 0 | 0 | 0 | 0 | 0 | 0 | 0 | 0 | 0 | 0 | 0 | 0 | 0 | 0 | 0 | 0 | 0 | 0 | 0 | 0 | 0 | 0 | 0 | 0 | 0 | 0 | 0 | 0 | 0 | 0 | 0 | 0 | 0 | 0 | 0 | 0 | 0 | 0 | 0 | 0 | 0 | 0 | 0 | 0 | 0 | 0 | 0 | 0 | 0 | 0 | 0 | 0 | 0 | 0 | 0 | 0 | 0 | 0 | 0 | 0 | 0 | 0 | 0 | 0 | 0 | 0 | 0 | 0 | 0 | 0 | 0 | 0 | 0 | 0 | 0 | 0 | 0 | 0 | 0 | 0 | 0 | 0 | 0 | 0 | 0 | 0 | 0 | 0 | 0 | 0 | 0 | 0 | 0 | 0 | 0 | 0 | 0 | 0 | 0 | 0 | 0 | 0 | 0 | 0 | 0 | 0 | 0 | 0 | 0 | 0 | 0 | 0 | 0 | 0 | 0 | 0 | 0 | 0 | 0 | 0 | 0 | 0 | 0 | 0 | 0 | 0 | 0 | 0 | 0 | 0 | 0
(+) Iluminação Viária (V4/V5) - Compartilhados | 0 | 0 | 0 | 0 | 0 | 0 | 0 | 0 | 0 | 0 | 0 | 0 | 0 | 0 | 0 | 0 | 0 | 0 | 0 | 0 | 0 | 0 | 0 | 0 | 0 | 0 | 0 | 0 | 0 | 0 | 0 | 0 | 0 | 0 | 0 | 0 | 0 | 0 | 0 | 0 | 0 | 0 | 0 | 0 | 0 | 0 | 0 | 0 | 0 | 0 | 0 | 0 | 0 | 0 | 0 | 0 | 0 | 0 | 0 | 0 | 0 | 0 | 0 | 0 | 0 | 0 | 0 | 0 | 0 | 0 | 0 | 0 | 0 | 0 | 0 | 0 | 0 | 0 | 0 | 0 | 0 | 0 | 0 | 0 | 0 | 0 | 0 | 0 | 0 | 0 | 0 | 0 | 0 | 0 | 0 | 0 | 0 | 0 | 0 | 0 | 0 | 0 | 0 | 0 | 0 | 0 | 0 | 0 | 0 | 0 | 0 | 0 | 0 | 0 | 0 | 0 | 0 | 0 | 0 | 0 | 0 | 0 | 0 | 0 | 0 | 0 | 0 | 0 | 0 | 0 | 0 | 0 | 0 | 0 | 0 | 0 | 0 | 0 | 0 | 0 | 0 | 0 | 0 | 0 | 0 | 0 | 0 | 0 | 0 | 0 | 0 | 0 | 0 | 0 | 0 | 0 | 0 | 0 | 0 | 0 | 0 | 0 | 0 | 0 | 0 | 0 | 0 | 0 | 0 | 0 | 0 | 0 | 0 | 0 | 0 | 0 | 0 | 0 | 0 | 0 | 0 | 0 | 0 | 0 | 0 | 0 | 0 | 0 | 0 | 0 | 0 | 0 | 0 | 0 | 0 | 0 | 0 | 0 | 0 | 0 | 0 | 0 | 0 | 0 | 0 | 0 | 0 | 0 | 0 | 0 | 0 | 0 | 0 | 0 | 0 | 0
(+) Iluminação Viária (V1...V3) - Compartilhados | 0 | 0 | 0 | 0 | 0 | 0 | 0 | 0 | 0 | 0 | 0 | 0 | 0 | 0 | 0 | 0 | 0 | 0 | 0 | 0 | 0 | 0 | 0 | 0 | 0 | 0 | 0 | 0 | 0 | 0 | 0 | 0 | 0 | 0 | 0 | 0 | 0 | 0 | 0 | 0 | 0 | 0 | 0 | 0 | 0 | 0 | 0 | 0 | 0 | 0 | 0 | 0 | 0 | 0 | 0 | 0 | 0 | 0 | 0 | 0 | 0 | 0 | 0 | 0 | 0 | 0 | 0 | 0 | 0 | 0 | 0 | 0 | 0 | 0 | 0 | 0 | 0 | 0 | 0 | 0 | 0 | 0 | 0 | 0 | 0 | 0 | 0 | 0 | 0 | 0 | 0 | 0 | 0 | 0 | 0 | 0 | 0 | 0 | 0 | 0 | 0 | 0 | 0 | 0 | 0 | 0 | 0 | 0 | 0 | 0 | 0 | 0 | 0 | 0 | 0 | 0 | 0 | 0 | 0 | 0 | 0 | 0 | 0 | 0 | 0 | 0 | 0 | 0 | 0 | 0 | 0 | 0 | 0 | 0 | 0 | 0 | 0 | 0 | 0 | 0 | 0 | 0 | 0 | 0 | 0 | 0 | 0 | 0 | 0 | 0 | 0 | 0 | 0 | 0 | 0 | 0 | 0 | 0 | 0 | 0 | 0 | 0 | 0 | 0 | 0 | 0 | 0 | 0 | 0 | 0 | 0 | 0 | 0 | 0 | 0 | 0 | 0 | 0 | 0 | 0 | 0 | 0 | 0 | 0 | 0 | 0 | 0 | 0 | 0 | 0 | 0 | 0 | 0 | 0 | 0 | 0 | 0 | 0 | 0 | 0 | 0 | 0 | 0 | 0 | 0 | 0 | 0 | 0 | 0 | 0 | 0 | 0 | 0 | 0 | 0 | 0
(+) Iluminação FTP | 0 | 0 | 0 | 0 | 0 | 0 | 0 | 0 | 0 | 0 | 0 | 0 | 0 | 0 | 0 | 0 | 0 | 0 | 0 | 0 | 0 | 0 | 0 | 0 | 0 | 0 | 0 | 0 | 0 | 0 | 0 | 0 | 0 | 0 | 0 | 0 | 0 | 0 | 0 | 0 | 0 | 0 | 0 | 0 | 0 | 0 | 0 | 0 | 0 | 0 | 0 | 0 | 0 | 0 | 0 | 0 | 0 | 0 | 0 | 0 | 0 | 0 | 0 | 0 | 0 | 0 | 0 | 0 | 0 | 0 | 0 | 0 | 0 | 0 | 0 | 0 | 0 | 0 | 0 | 0 | 0 | 0 | 0 | 0 | 0 | 0 | 0 | 0 | 0 | 0 | 0 | 0 | 0 | 0 | 0 | 0 | 0 | 0 | 0 | 0 | 0 | 0 | 0 | 0 | 0 | 0 | 0 | 0 | 0 | 0 | 0 | 0 | 0 | 0 | 0 | 0 | 0 | 0 | 0 | 0 | 0 | 0 | 0 | 0 | 0 | 0 | 0 | 0 | 0 | 0 | 0 | 0 | 0 | 0 | 0 | 0 | 0 | 0 | 0 | 0 | 0 | 0 | 0 | 0 | 0 | 0 | 0 | 0 | 0 | 0 | 0 | 0 | 0 | 0 | 0 | 0 | 0 | 0 | 0 | 0 | 0 | 0 | 0 | 0 | 0 | 0 | 0 | 0 | 0 | 0 | 0 | 0 | 0 | 0 | 0 | 0 | 0 | 0 | 0 | 0 | 0 | 0 | 0 | 0 | 0 | 0 | 0 | 0 | 0 | 0 | 0 | 0 | 0 | 0 | 0 | 0 | 0 | 0 | 0 | 0 | 0 | 0 | 0 | 0 | 0 | 0 | 0 | 0 | 0 | 0 | 0 | 0 | 0 | 0 | 0 | 0
(+) Iluminação Ciclovia e Ciclofaixa | 0 | 0 | 0 | 0 | 0 | 0 | 0 | 0 | 0 | 0 | 0 | 0 | 0 | 0 | 0 | 0 | 0 | 0 | 0 | 0 | 0 | 0 | 0 | 0 | 0 | 0 | 0 | 0 | 0 | 0 | 0 | 0 | 0 | 0 | 0 | 0 | 0 | 0 | 0 | 0 | 0 | 0 | 0 | 0 | 0 | 0 | 0 | 0 | 0 | 0 | 0 | 0 | 0 | 0 | 0 | 0 | 0 | 0 | 0 | 0 | 0 | 0 | 0 | 0 | 0 | 0 | 0 | 0 | 0 | 0 | 0 | 0 | 0 | 0 | 0 | 0 | 0 | 0 | 0 | 0 | 0 | 0 | 0 | 0 | 0 | 0 | 0 | 0 | 0 | 0 | 0 | 0 | 0 | 0 | 0 | 0 | 0 | 0 | 0 | 0 | 0 | 0 | 0 | 0 | 0 | 0 | 0 | 0 | 0 | 0 | 0 | 0 | 0 | 0 | 0 | 0 | 0 | 0 | 0 | 0 | 0 | 0 | 0 | 0 | 0 | 0 | 0 | 0 | 0 | 0 | 0 | 0 | 0 | 0 | 0 | 0 | 0 | 0 | 0 | 0 | 0 | 0 | 0 | 0 | 0 | 0 | 0 | 0 | 0 | 0 | 0 | 0 | 0 | 0 | 0 | 0 | 0 | 0 | 0 | 0 | 0 | 0 | 0 | 0 | 0 | 0 | 0 | 0 | 0 | 0 | 0 | 0 | 0 | 0 | 0 | 0 | 0 | 0 | 0 | 0 | 0 | 0 | 0 | 0 | 0 | 0 | 0 | 0 | 0 | 0 | 0 | 0 | 0 | 0 | 0 | 0 | 0 | 0 | 0 | 0 | 0 | 0 | 0 | 0 | 0 | 0 | 0 | 0 | 0 | 0 | 0 | 0 | 0 | 0 | 0 | 0
(+) Iluminação EPL | 0 | 0 | 0 | 0 | 0 | 0 | 0 | 0 | 0 | 0 | 0 | 0 | 0 | 0 | 0 | 0 | 0 | 0 | 0 | 0 | 0 | 0 | 0 | 0 | 0 | 0 | 0 | 0 | 0 | 0 | 0 | 0 | 0 | 0 | 0 | 0 | 0 | 0 | 0 | 0 | 0 | 0 | 0 | 0 | 0 | 0 | 0 | 0 | 0 | 0 | 0 | 0 | 0 | 0 | 0 | 0 | 0 | 0 | 0 | 0 | 0 | 0 | 0 | 0 | 0 | 0 | 0 | 0 | 0 | 0 | 0 | 0 | 0 | 0 | 0 | 0 | 0 | 0 | 0 | 0 | 0 | 0 | 0 | 0 | 0 | 0 | 0 | 0 | 0 | 0 | 0 | 0 | 0 | 0 | 0 | 0 | 0 | 0 | 0 | 0 | 0 | 0 | 0 | 0 | 0 | 0 | 0 | 0 | 0 | 0 | 0 | 0 | 0 | 0 | 0 | 0 | 0 | 0 | 0 | 0 | 0 | 0 | 0 | 0 | 0 | 0 | 0 | 0 | 0 | 0 | 0 | 0 | 0 | 0 | 0 | 0 | 0 | 0 | 0 | 0 | 0 | 0 | 0 | 0 | 0 | 0 | 0 | 0 | 0 | 0 | 0 | 0 | 0 | 0 | 0 | 0 | 0 | 0 | 0 | 0 | 0 | 0 | 0 | 0 | 0 | 0 | 0 | 0 | 0 | 0 | 0 | 0 | 0 | 0 | 0 | 0 | 0 | 0 | 0 | 0 | 0 | 0 | 0 | 0 | 0 | 0 | 0 | 0 | 0 | 0 | 0 | 0 | 0 | 0 | 0 | 0 | 0 | 0 | 0 | 0 | 0 | 0 | 0 | 0 | 0 | 0 | 0 | 0 | 0 | 0 | 0 | 0 | 0 | 0 | 0 | 0
(+) Iluminação Rural | 0 | 0 | 0 | 0 | 0 | 0 | 0 | 0 | 0 | 0 | 0 | 0 | 0 | 0 | 0 | 0 | 0 | 0 | 0 | 0 | 0 | 0 | 0 | 0 | 0 | 0 | 0 | 0 | 0 | 0 | 0 | 0 | 0 | 0 | 0 | 0 | 0 | 0 | 0 | 0 | 0 | 0 | 0 | 0 | 0 | 0 | 0 | 0 | 0 | 0 | 0 | 0 | 0 | 0 | 0 | 0 | 0 | 0 | 0 | 0 | 0 | 0 | 0 | 0 | 0 | 0 | 0 | 0 | 0 | 0 | 0 | 0 | 0 | 0 | 0 | 0 | 0 | 0 | 0 | 0 | 0 | 0 | 0 | 0 | 0 | 0 | 0 | 0 | 0 | 0 | 0 | 0 | 0 | 0 | 0 | 0 | 0 | 0 | 0 | 0 | 0 | 0 | 0 | 0 | 0 | 0 | 0 | 0 | 0 | 0 | 0 | 0 | 0 | 0 | 0 | 0 | 0 | 0 | 0 | 0 | 0 | 0 | 0 | 0 | 0 | 0 | 0 | 0 | 0 | 0 | 0 | 0 | 0 | 0 | 0 | 0 | 0 | 0 | 0 | 0 | 0 | 0 | 0 | 0 | 0 | 0 | 0 | 0 | 0 | 0 | 0 | 0 | 0 | 0 | 0 | 0 | 0 | 0 | 0 | 0 | 0 | 0 | 0 | 0 | 0 | 0 | 0 | 0 | 0 | 0 | 0 | 0 | 0 | 0 | 0 | 0 | 0 | 0 | 0 | 0 | 0 | 0 | 0 | 0 | 0 | 0 | 0 | 0 | 0 | 0 | 0 | 0 | 0 | 0 | 0 | 0 | 0 | 0 | 0 | 0 | 0 | 0 | 0 | 0 | 0 | 0 | 0 | 0 | 0 | 0 | 0 | 0 | 0 | 0 | 0 | 0
(+) Receitas Acessórias | 0 | #NAME? | #NAME? | #NAME? | #NAME? | #NAME? | #NAME? | #NAME? | #NAME? | #NAME? | #NAME? | #NAME? | #NAME? | #NAME? | #NAME? | #NAME? | #NAME? | #NAME? | #REF! | #REF! | #REF! | #REF! | #REF! | #REF! | #REF! | #REF! | #REF! | #REF! | #REF! | #REF! | #REF! | #REF! | #REF! | #REF! | #REF! | #REF! | #REF! | #REF! | #REF! | #REF! | #REF! | #REF! | #REF! | #REF! | #REF! | #REF! | #REF! | #REF! | #REF! | #REF! | #REF! | #REF! | #REF! | #REF! | #REF! | #REF! | #REF! | #REF! | #REF! | #REF! | #REF! | #REF! | #REF! | #REF! | #REF! | #REF! | #REF! | #REF! | #REF! | #REF! | #REF! | #REF! | #REF! | #REF! | #REF! | #REF! | #REF! | #REF! | #REF! | #REF! | #REF! | #REF! | #REF! | #REF! | #REF! | #REF! | #REF! | #REF! | #REF! | #REF! | #REF! | #REF! | #REF! | #REF! | #REF! | #REF! | #REF! | #REF! | #REF! | #REF! | #REF! | #REF! | #REF! | #REF! | #REF! | #REF! | #REF! | #REF! | #REF! | #REF! | #REF! | #REF! | #REF! | #REF! | #REF! | #REF! | #REF! | #REF! | #REF! | #REF! | #REF! | #REF! | #REF! | #REF! | #REF! | #REF! | #REF! | #REF! | #REF! | #REF! | #REF! | #REF! | #REF! | #REF! | #REF! | #REF! | #REF! | #REF! | #REF! | #REF! | #REF! | #REF! | #REF! | #REF! | #REF! | #REF! | #REF! | #REF! | #REF! | #REF! | #REF! | #REF! | #REF! | #REF! | #REF! | #REF! | #REF! | #REF! | #REF! | #REF! | #REF! | #REF! | #REF! | #REF! | #REF! | #REF! | #REF! | #REF! | #REF! | #REF! | #REF! | #REF! | #REF! | #REF! | #REF! | #REF! | #REF! | #REF! | #REF! | #REF! | #REF! | #REF! | #REF! | #REF! | #REF! | #REF! | #REF! | #REF! | #REF! | #REF! | #REF! | #REF! | #REF! | #REF! | #REF! | #REF! | #REF! | #REF! | #REF! | #REF! | #REF! | #REF! | #REF! | #REF! | #REF! | #REF! | #REF! | #REF! | #REF! | #REF! | #REF! | #REF! | #REF! | #REF! | #REF! | #REF!
(+) Atividades Relacionadas | 0 | 0 | 0 | 0 | 0 | 0 | 0 | 0 | 0 | 0 | 0 | 0 | 0 | 0 | 0 | 0 | 0 | 0 | 0 | 0 | 0 | 0 | 0 | 0 | 0 | 0 | 0 | 0 | 0 | 0 | 0 | 0 | 0 | 0 | 0 | 0 | 0 | 0 | 0 | 0 | 0 | 0 | 0 | 0 | 0 | 0 | 0 | 0 | 0 | 0 | 0 | 0 | 0 | 0 | 0 | 0 | 0 | 0 | 0 | 0 | 0 | 0 | 0 | 0 | 0 | 0 | 0 | 0 | 0 | 0 | 0 | 0 | 0 | 0 | 0 | 0 | 0 | 0 | 0 | 0 | 0 | 0 | 0 | 0 | 0 | 0 | 0 | 0 | 0 | 0 | 0 | 0 | 0 | 0 | 0 | 0 | 0 | 0 | 0 | 0 | 0 | 0 | 0 | 0 | 0 | 0 | 0 | 0 | 0 | 0 | 0 | 0 | 0 | 0 | 0 | 0 | 0 | 0 | 0 | 0 | 0 | 0 | 0 | 0 | 0 | 0 | 0 | 0 | 0 | 0 | 0 | 0 | 0 | 0 | 0 | 0 | 0 | 0 | 0 | 0 | 0 | 0 | 0 | 0 | 0 | 0 | 0 | 0 | 0 | 0 | 0 | 0 | 0 | 0 | 0 | 0 | 0 | 0 | 0 | 0 | 0 | 0 | 0 | 0 | 0 | 0 | 0 | 0 | 0 | 0 | 0 | 0 | 0 | 0 | 0 | 0 | 0 | 0 | 0 | 0 | 0 | 0 | 0 | 0 | 0 | 0 | 0 | 0 | 0 | 0 | 0 | 0 | 0 | 0 | 0 | 0 | 0 | 0 | 0 | 0 | 0 | 0 | 0 | 0 | 0 | 0 | 0 | 0 | 0 | 0 | 0 | 0 | 0 | 0 | 0 | 0
(+) Receita de Sucata | 0 | #NAME? | #NAME? | #NAME? | #NAME? | #NAME? | #NAME? | #NAME? | #NAME? | #NAME? | #NAME? | #NAME? | #NAME? | #NAME? | #NAME? | #NAME? | #NAME? | #NAME? | #REF! | #REF! | #REF! | #REF! | #REF! | #REF! | #REF! | #REF! | #REF! | #REF! | #REF! | #REF! | #REF! | #REF! | #REF! | #REF! | #REF! | #REF! | #REF! | #REF! | #REF! | #REF! | #REF! | #REF! | #REF! | #REF! | #REF! | #REF! | #REF! | #REF! | #REF! | #REF! | #REF! | #REF! | #REF! | #REF! | #REF! | #REF! | #REF! | #REF! | #REF! | #REF! | #REF! | #REF! | #REF! | #REF! | #REF! | #REF! | #REF! | #REF! | #REF! | #REF! | #REF! | #REF! | #REF! | #REF! | #REF! | #REF! | #REF! | #REF! | #REF! | #REF! | #REF! | #REF! | #REF! | #REF! | #REF! | #REF! | #REF! | #REF! | #REF! | #REF! | #REF! | #REF! | #REF! | #REF! | #REF! | #REF! | #REF! | #REF! | #REF! | #REF! | #REF! | #REF! | #REF! | #REF! | #REF! | #REF! | #REF! | #REF! | #REF! | #REF! | #REF! | #REF! | #REF! | #REF! | #REF! | #REF! | #REF! | #REF! | #REF! | #REF! | #REF! | #REF! | #REF! | #REF! | #REF! | #REF! | #REF! | #REF! | #REF! | #REF! | #REF! | #REF! | #REF! | #REF! | #REF! | #REF! | #REF! | #REF! | #REF! | #REF! | #REF! | #REF! | #REF! | #REF! | #REF! | #REF! | #REF! | #REF! | #REF! | #REF! | #REF! | #REF! | #REF! | #REF! | #REF! | #REF! | #REF! | #REF! | #REF! | #REF! | #REF! | #REF! | #REF! | #REF! | #REF! | #REF! | #REF! | #REF! | #REF! | #REF! | #REF! | #REF! | #REF! | #REF! | #REF! | #REF! | #REF! | #REF! | #REF! | #REF! | #REF! | #REF! | #REF! | #REF! | #REF! | #REF! | #REF! | #REF! | #REF! | #REF! | #REF! | #REF! | #REF! | #REF! | #REF! | #REF! | #REF! | #REF! | #REF! | #REF! | #REF! | #REF! | #REF! | #REF! | #REF! | #REF! | #REF! | #REF! | #REF! | #REF! | #REF! | #REF! | #REF! | #REF! | #REF! | #REF!
(2) IMPOSTOS SOBRE RECEITAS | #NAME? | #NAME? | #NAME? | #NAME? | #NAME? | #NAME? | #NAME? | #NAME? | #NAME? | #NAME? | #NAME? | #NAME? | #NAME? | #NAME? | #NAME? | #NAME? | #NAME? | #NAME? | #NAME? | #NAME? | #NAME? | #NAME? | #NAME? | #NAME? | #NAME? | #NAME? | #NAME? | #NAME? | #NAME? | #NAME? | #NAME? | #NAME? | #NAME? | #NAME? | #NAME? | #NAME? | #NAME? | #NAME? | #NAME? | #NAME? | #NAME? | #NAME? | #NAME? | #NAME? | #NAME? | #NAME? | #NAME? | #NAME? | #NAME? | #NAME? | #NAME? | #NAME? | #NAME? | #NAME? | #NAME? | #NAME? | #NAME? | #NAME? | #NAME? | #NAME? | #NAME? | #NAME? | #NAME? | #NAME? | #NAME? | #NAME? | #NAME? | #NAME? | #NAME? | #NAME? | #NAME? | #NAME? | #NAME? | #NAME? | #NAME? | #NAME? | #NAME? | #NAME? | #NAME? | #NAME? | #NAME? | #NAME? | #NAME? | #NAME? | #NAME? | #NAME? | #NAME? | #NAME? | #NAME? | #NAME? | #NAME? | #NAME? | #NAME? | #NAME? | #NAME? | #NAME? | #NAME? | #NAME? | #NAME? | #NAME? | #NAME? | #NAME? | #NAME? | #NAME? | #NAME? | #NAME? | #NAME? | #NAME? | #NAME? | #NAME? | #NAME? | #NAME? | #NAME? | #NAME? | #NAME? | #NAME? | #NAME? | #NAME? | #NAME? | #NAME? | #NAME? | #NAME? | #NAME? | #NAME? | #NAME? | #NAME? | #NAME? | #NAME? | #NAME? | #NAME? | #NAME? | #NAME? | #NAME? | #NAME? | #NAME? | #NAME? | #NAME? | #NAME? | #NAME? | #NAME? | #NAME? | #NAME? | #NAME? | #NAME? | #NAME? | #NAME? | #NAME? | #NAME? | #NAME? | #NAME? | #NAME? | #NAME? | #NAME? | #NAME? | #NAME? | #NAME? | #NAME? | #NAME? | #NAME? | #NAME? | #NAME? | #NAME? | #NAME? | #NAME? | #NAME? | #NAME? | #NAME? | #NAME? | #NAME? | #NAME? | #NAME? | #NAME? | #NAME? | #NAME? | #NAME? | #NAME? | #NAME? | #NAME? | #NAME? | #NAME? | #NAME? | #NAME? | #NAME? | #NAME? | #NAME? | #NAME? | #NAME? | #NAME? | #NAME? | #NAME? | #NAME? | #NAME? | #NAME? | #NAME? | #NAME? | #NAME? | #NAME? | #NAME? | #NAME? | #NAME? | #NAME? | #NAME? | #NAME? | #NAME? | #NAME? | #NAME? | #NAME? | #NAME? | #NAME? | #NAME? | #NAME? | #NAME? | #NAME? | #NAME? | #NAME? | #NAME?
(+) PIS | #NAME? | #NAME? | #NAME? | #NAME? | #NAME? | #NAME? | #NAME? | #NAME? | #NAME? | #NAME? | #NAME? | #NAME? | #NAME? | #NAME? | #NAME? | #NAME? | #NAME? | #NAME? | #NAME? | #NAME? | #NAME? | #NAME? | #NAME? | #NAME? | #NAME? | #NAME? | #NAME? | #NAME? | #NAME? | #NAME? | #NAME? | #NAME? | #NAME? | #NAME? | #NAME? | #NAME? | #NAME? | #NAME? | #NAME? | #NAME? | #NAME? | #NAME? | #NAME? | #NAME? | #NAME? | #NAME? | #NAME? | #NAME? | #NAME? | #NAME? | #NAME? | #NAME? | #NAME? | #NAME? | #NAME? | #NAME? | #NAME? | #NAME? | #NAME? | #NAME? | #NAME? | #NAME? | #NAME? | #NAME? | #NAME? | #NAME? | #NAME? | #NAME? | #NAME? | #NAME? | #NAME? | #NAME? | #NAME? | #NAME? | #NAME? | #NAME? | #NAME? | #NAME? | #NAME? | #NAME? | #NAME? | #NAME? | #NAME? | #NAME? | #NAME? | #NAME? | #NAME? | #NAME? | #NAME? | #NAME? | #NAME? | #NAME? | #NAME? | #NAME? | #NAME? | #NAME? | #NAME? | #NAME? | #NAME? | #NAME? | #NAME? | #NAME? | #NAME? | #NAME? | #NAME? | #NAME? | #NAME? | #NAME? | #NAME? | #NAME? | #NAME? | #NAME? | #NAME? | #NAME? | #NAME? | #NAME? | #NAME? | #NAME? | #NAME? | #NAME? | #NAME? | #NAME? | #NAME? | #NAME? | #NAME? | #NAME? | #NAME? | #NAME? | #NAME? | #NAME? | #NAME? | #NAME? | #NAME? | #NAME? | #NAME? | #NAME? | #NAME? | #NAME? | #NAME? | #NAME? | #NAME? | #NAME? | #NAME? | #NAME? | #NAME? | #NAME? | #NAME? | #NAME? | #NAME? | #NAME? | #NAME? | #NAME? | #NAME? | #NAME? | #NAME? | #NAME? | #NAME? | #NAME? | #NAME? | #NAME? | #NAME? | #NAME? | #NAME? | #NAME? | #NAME? | #NAME? | #NAME? | #NAME? | #NAME? | #NAME? | #NAME? | #NAME? | #NAME? | #NAME? | #NAME? | #NAME? | #NAME? | #NAME? | #NAME? | #NAME? | #NAME? | #NAME? | #NAME? | #NAME? | #NAME? | #NAME? | #NAME? | #NAME? | #NAME? | #NAME? | #NAME? | #NAME? | #NAME? | #NAME? | #NAME? | #NAME? | #NAME? | #NAME? | #NAME? | #NAME? | #NAME? | #NAME? | #NAME? | #NAME? | #NAME? | #NAME? | #NAME? | #NAME? | #NAME? | #NAME? | #NAME? | #NAME? | #NAME? | #NAME? | #NAME? | #NAME?
(+) COFINS | #NAME? | #NAME? | #NAME? | #NAME? | #NAME? | #NAME? | #NAME? | #NAME? | #NAME? | #NAME? | #NAME? | #NAME? | #NAME? | #NAME? | #NAME? | #NAME? | #NAME? | #NAME? | #NAME? | #NAME? | #NAME? | #NAME? | #NAME? | #NAME? | #NAME? | #NAME? | #NAME? | #NAME? | #NAME? | #NAME? | #NAME? | #NAME? | #NAME? | #NAME? | #NAME? | #NAME? | #NAME? | #NAME? | #NAME? | #NAME? | #NAME? | #NAME? | #NAME? | #NAME? | #NAME? | #NAME? | #NAME? | #NAME? | #NAME? | #NAME? | #NAME? | #NAME? | #NAME? | #NAME? | #NAME? | #NAME? | #NAME? | #NAME? | #NAME? | #NAME? | #NAME? | #NAME? | #NAME? | #NAME? | #NAME? | #NAME? | #NAME? | #NAME? | #NAME? | #NAME? | #NAME? | #NAME? | #NAME? | #NAME? | #NAME? | #NAME? | #NAME? | #NAME? | #NAME? | #NAME? | #NAME? | #NAME? | #NAME? | #NAME? | #NAME? | #NAME? | #NAME? | #NAME? | #NAME? | #NAME? | #NAME? | #NAME? | #NAME? | #NAME? | #NAME? | #NAME? | #NAME? | #NAME? | #NAME? | #NAME? | #NAME? | #NAME? | #NAME? | #NAME? | #NAME? | #NAME? | #NAME? | #NAME? | #NAME? | #NAME? | #NAME? | #NAME? | #NAME? | #NAME? | #NAME? | #NAME? | #NAME? | #NAME? | #NAME? | #NAME? | #NAME? | #NAME? | #NAME? | #NAME? | #NAME? | #NAME? | #NAME? | #NAME? | #NAME? | #NAME? | #NAME? | #NAME? | #NAME? | #NAME? | #NAME? | #NAME? | #NAME? | #NAME? | #NAME? | #NAME? | #NAME? | #NAME? | #NAME? | #NAME? | #NAME? | #NAME? | #NAME? | #NAME? | #NAME? | #NAME? | #NAME? | #NAME? | #NAME? | #NAME? | #NAME? | #NAME? | #NAME? | #NAME? | #NAME? | #NAME? | #NAME? | #NAME? | #NAME? | #NAME? | #NAME? | #NAME? | #NAME? | #NAME? | #NAME? | #NAME? | #NAME? | #NAME? | #NAME? | #NAME? | #NAME? | #NAME? | #NAME? | #NAME? | #NAME? | #NAME? | #NAME? | #NAME? | #NAME? | #NAME? | #NAME? | #NAME? | #NAME? | #NAME? | #NAME? | #NAME? | #NAME? | #NAME? | #NAME? | #NAME? | #NAME? | #NAME? | #NAME? | #NAME? | #NAME? | #NAME? | #NAME? | #NAME? | #NAME? | #NAME? | #NAME? | #NAME? | #NAME? | #NAME? | #NAME? | #NAME? | #NAME? | #NAME? | #NAME? | #NAME? | #NAME? | #NAME?
(+) ISS | #NAME? | #NAME? | #NAME? | #NAME? | #NAME? | #NAME? | #NAME? | #NAME? | #NAME? | #NAME? | #NAME? | #NAME? | #NAME? | #NAME? | #NAME? | #NAME? | #NAME? | #NAME? | #NAME? | #NAME? | #NAME? | #NAME? | #NAME? | #NAME? | #NAME? | #NAME? | #NAME? | #NAME? | #NAME? | #NAME? | #NAME? | #NAME? | #NAME? | #NAME? | #NAME? | #NAME? | #NAME? | #NAME? | #NAME? | #NAME? | #NAME? | #NAME? | #NAME? | #NAME? | #NAME? | #NAME? | #NAME? | #NAME? | #NAME? | #NAME? | #NAME? | #NAME? | #NAME? | #NAME? | #NAME? | #NAME? | #NAME? | #NAME? | #NAME? | #NAME? | #NAME? | #NAME? | #NAME? | #NAME? | #NAME? | #NAME? | #NAME? | #NAME? | #NAME? | #NAME? | #NAME? | #NAME? | #NAME? | #NAME? | #NAME? | #NAME? | #NAME? | #NAME? | #NAME? | #NAME? | #NAME? | #NAME? | #NAME? | #NAME? | #NAME? | #NAME? | #NAME? | #NAME? | #NAME? | #NAME? | #NAME? | #NAME? | #NAME? | #NAME? | #NAME? | #NAME? | #NAME? | #NAME? | #NAME? | #NAME? | #NAME? | #NAME? | #NAME? | #NAME? | #NAME? | #NAME? | #NAME? | #NAME? | #NAME? | #NAME? | #NAME? | #NAME? | #NAME? | #NAME? | #NAME? | #NAME? | #NAME? | #NAME? | #NAME? | #NAME? | #NAME? | #NAME? | #NAME? | #NAME? | #NAME? | #NAME? | #NAME? | #NAME? | #NAME? | #NAME? | #NAME? | #NAME? | #NAME? | #NAME? | #NAME? | #NAME? | #NAME? | #NAME? | #NAME? | #NAME? | #NAME? | #NAME? | #NAME? | #NAME? | #NAME? | #NAME? | #NAME? | #NAME? | #NAME? | #NAME? | #NAME? | #NAME? | #NAME? | #NAME? | #NAME? | #NAME? | #NAME? | #NAME? | #NAME? | #NAME? | #NAME? | #NAME? | #NAME? | #NAME? | #NAME? | #NAME? | #NAME? | #NAME? | #NAME? | #NAME? | #NAME? | #NAME? | #NAME? | #NAME? | #NAME? | #NAME? | #NAME? | #NAME? | #NAME? | #NAME? | #NAME? | #NAME? | #NAME? | #NAME? | #NAME? | #NAME? | #NAME? | #NAME? | #NAME? | #NAME? | #NAME? | #NAME? | #NAME? | #NAME? | #NAME? | #NAME? | #NAME? | #NAME? | #NAME? | #NAME? | #NAME? | #NAME? | #NAME? | #NAME? | #NAME? | #NAME? | #NAME? | #NAME? | #NAME? | #NAME? | #NAME? | #NAME? | #NAME? | #NAME? | #NAME? | #NAME?
( - ) PIS - Crédito | #NAME? | #NAME? | #NAME? | #NAME? | #NAME? | #NAME? | #NAME? | #NAME? | #NAME? | #NAME? | #NAME? | #NAME? | #NAME? | #NAME? | #NAME? | #NAME? | #NAME? | #NAME? | #NAME? | #NAME? | #NAME? | #NAME? | #NAME? | #NAME? | #NAME? | #NAME? | #NAME? | #NAME? | #NAME? | #NAME? | #NAME? | #NAME? | #NAME? | #NAME? | #NAME? | #NAME? | #NAME? | #NAME? | #NAME? | #NAME? | #NAME? | #NAME? | #NAME? | #NAME? | #NAME? | #NAME? | #NAME? | #NAME? | #NAME? | #NAME? | #NAME? | #NAME? | #NAME? | #NAME? | #NAME? | #NAME? | #NAME? | #NAME? | #NAME? | #NAME? | #NAME? | #NAME? | #NAME? | #NAME? | #NAME? | #NAME? | #NAME? | #NAME? | #NAME? | #NAME? | #NAME? | #NAME? | #NAME? | #NAME? | #NAME? | #NAME? | #NAME? | #NAME? | #NAME? | #NAME? | #NAME? | #NAME? | #NAME? | #NAME? | #NAME? | #NAME? | #NAME? | #NAME? | #NAME? | #NAME? | #NAME? | #NAME? | #NAME? | #NAME? | #NAME? | #NAME? | #NAME? | #NAME? | #NAME? | #NAME? | #NAME? | #NAME? | #NAME? | #NAME? | #NAME? | #NAME? | #NAME? | #NAME? | #NAME? | #NAME? | #NAME? | #NAME? | #NAME? | #NAME? | #NAME? | #NAME? | #NAME? | #NAME? | #NAME? | #NAME? | #NAME? | #NAME? | #NAME? | #NAME? | #NAME? | #NAME? | #NAME? | #NAME? | #NAME? | #NAME? | #NAME? | #NAME? | #NAME? | #NAME? | #NAME? | #NAME? | #NAME? | #NAME? | #NAME? | #NAME? | #NAME? | #NAME? | #NAME? | #NAME? | #NAME? | #NAME? | #NAME? | #NAME? | #NAME? | #NAME? | #NAME? | #NAME? | #NAME? | #NAME? | #NAME? | #NAME? | #NAME? | #NAME? | #NAME? | #NAME? | #NAME? | #NAME? | #NAME? | #NAME? | #NAME? | #NAME? | #NAME? | #NAME? | #NAME? | #NAME? | #NAME? | #NAME? | #NAME? | #NAME? | #NAME? | #NAME? | #NAME? | #NAME? | #NAME? | #NAME? | #NAME? | #NAME? | #NAME? | #NAME? | #NAME? | #NAME? | #NAME? | #NAME? | #NAME? | #NAME? | #NAME? | #NAME? | #NAME? | #NAME? | #NAME? | #NAME? | #NAME? | #NAME? | #NAME? | #NAME? | #NAME? | #NAME? | #NAME? | #NAME? | #NAME? | #NAME? | #NAME? | #NAME? | #NAME? | #NAME? | #NAME? | #NAME? | #NAME? | #NAME? | #NAME? | #NAME?
( - ) COFINS - Crédito | #NAME? | #NAME? | #NAME? | #NAME? | #NAME? | #NAME? | #NAME? | #NAME? | #NAME? | #NAME? | #NAME? | #NAME? | #NAME? | #NAME? | #NAME? | #NAME? | #NAME? | #NAME? | #NAME? | #NAME? | #NAME? | #NAME? | #NAME? | #NAME? | #NAME? | #NAME? | #NAME? | #NAME? | #NAME? | #NAME? | #NAME? | #NAME? | #NAME? | #NAME? | #NAME? | #NAME? | #NAME? | #NAME? | #NAME? | #NAME? | #NAME? | #NAME? | #NAME? | #NAME? | #NAME? | #NAME? | #NAME? | #NAME? | #NAME? | #NAME? | #NAME? | #NAME? | #NAME? | #NAME? | #NAME? | #NAME? | #NAME? | #NAME? | #NAME? | #NAME? | #NAME? | #NAME? | #NAME? | #NAME? | #NAME? | #NAME? | #NAME? | #NAME? | #NAME? | #NAME? | #NAME? | #NAME? | #NAME? | #NAME? | #NAME? | #NAME? | #NAME? | #NAME? | #NAME? | #NAME? | #NAME? | #NAME? | #NAME? | #NAME? | #NAME? | #NAME? | #NAME? | #NAME? | #NAME? | #NAME? | #NAME? | #NAME? | #NAME? | #NAME? | #NAME? | #NAME? | #NAME? | #NAME? | #NAME? | #NAME? | #NAME? | #NAME? | #NAME? | #NAME? | #NAME? | #NAME? | #NAME? | #NAME? | #NAME? | #NAME? | #NAME? | #NAME? | #NAME? | #NAME? | #NAME? | #NAME? | #NAME? | #NAME? | #NAME? | #NAME? | #NAME? | #NAME? | #NAME? | #NAME? | #NAME? | #NAME? | #NAME? | #NAME? | #NAME? | #NAME? | #NAME? | #NAME? | #NAME? | #NAME? | #NAME? | #NAME? | #NAME? | #NAME? | #NAME? | #NAME? | #NAME? | #NAME? | #NAME? | #NAME? | #NAME? | #NAME? | #NAME? | #NAME? | #NAME? | #NAME? | #NAME? | #NAME? | #NAME? | #NAME? | #NAME? | #NAME? | #NAME? | #NAME? | #NAME? | #NAME? | #NAME? | #NAME? | #NAME? | #NAME? | #NAME? | #NAME? | #NAME? | #NAME? | #NAME? | #NAME? | #NAME? | #NAME? | #NAME? | #NAME? | #NAME? | #NAME? | #NAME? | #NAME? | #NAME? | #NAME? | #NAME? | #NAME? | #NAME? | #NAME? | #NAME? | #NAME? | #NAME? | #NAME? | #NAME? | #NAME? | #NAME? | #NAME? | #NAME? | #NAME? | #NAME? | #NAME? | #NAME? | #NAME? | #NAME? | #NAME? | #NAME? | #NAME? | #NAME? | #NAME? | #NAME? | #NAME? | #NAME? | #NAME? | #NAME? | #NAME? | #NAME? | #NAME? | #NAME? | #NAME? | #NAME? | #NAME?
(3) RECEITA LÍQUIDA (1 - 2) | #NAME? | #NAME? | #NAME? | #NAME? | #NAME? | #NAME? | #NAME? | #NAME? | #NAME? | #NAME? | #NAME? | #NAME? | #NAME? | #NAME? | #NAME? | #NAME? | #NAME? | #NAME? | #NAME? | #NAME? | #NAME? | #NAME? | #NAME? | #NAME? | #NAME? | #NAME? | #NAME? | #NAME? | #NAME? | #NAME? | #NAME? | #NAME? | #NAME? | #NAME? | #NAME? | #NAME? | #NAME? | #NAME? | #NAME? | #NAME? | #NAME? | #NAME? | #NAME? | #NAME? | #NAME? | #NAME? | #NAME? | #NAME? | #NAME? | #NAME? | #NAME? | #NAME? | #NAME? | #NAME? | #NAME? | #NAME? | #NAME? | #NAME? | #NAME? | #NAME? | #NAME? | #NAME? | #NAME? | #NAME? | #NAME? | #NAME? | #NAME? | #NAME? | #NAME? | #NAME? | #NAME? | #NAME? | #NAME? | #NAME? | #NAME? | #NAME? | #NAME? | #NAME? | #NAME? | #NAME? | #NAME? | #NAME? | #NAME? | #NAME? | #NAME? | #NAME? | #NAME? | #NAME? | #NAME? | #NAME? | #NAME? | #NAME? | #NAME? | #NAME? | #NAME? | #NAME? | #NAME? | #NAME? | #NAME? | #NAME? | #NAME? | #NAME? | #NAME? | #NAME? | #NAME? | #NAME? | #NAME? | #NAME? | #NAME? | #NAME? | #NAME? | #NAME? | #NAME? | #NAME? | #NAME? | #NAME? | #NAME? | #NAME? | #NAME? | #NAME? | #NAME? | #NAME? | #NAME? | #NAME? | #NAME? | #NAME? | #NAME? | #NAME? | #NAME? | #NAME? | #NAME? | #NAME? | #NAME? | #NAME? | #NAME? | #NAME? | #NAME? | #NAME? | #NAME? | #NAME? | #NAME? | #NAME? | #NAME? | #NAME? | #NAME? | #NAME? | #NAME? | #NAME? | #NAME? | #NAME? | #NAME? | #NAME? | #NAME? | #NAME? | #NAME? | #NAME? | #NAME? | #NAME? | #NAME? | #NAME? | #NAME? | #NAME? | #NAME? | #NAME? | #NAME? | #NAME? | #NAME? | #NAME? | #NAME? | #NAME? | #NAME? | #NAME? | #NAME? | #NAME? | #NAME? | #NAME? | #NAME? | #NAME? | #NAME? | #NAME? | #NAME? | #NAME? | #NAME? | #NAME? | #NAME? | #NAME? | #NAME? | #NAME? | #NAME? | #NAME? | #NAME? | #NAME? | #NAME? | #NAME? | #NAME? | #NAME? | #NAME? | #NAME? | #NAME? | #NAME? | #NAME? | #NAME? | #NAME? | #NAME? | #NAME? | #NAME? | #NAME? | #NAME? | #NAME? | #NAME? | #NAME? | #NAME? | #NAME? | #NAME? | #NAME? | #NAME?
(4) OPEX | #NAME? | #NAME? | #NAME? | #NAME? | #NAME? | #NAME? | #NAME? | #NAME? | #NAME? | #NAME? | #NAME? | #NAME? | #NAME? | #NAME? | #NAME? | #NAME? | #NAME? | #NAME? | #NAME? | #NAME? | #NAME? | #NAME? | #NAME? | #NAME? | #NAME? | #NAME? | #NAME? | #NAME? | #NAME? | #NAME? | #NAME? | #NAME? | #NAME? | #NAME? | #NAME? | #NAME? | #NAME? | #NAME? | #NAME? | #NAME? | #NAME? | #NAME? | #NAME? | #NAME? | #NAME? | #NAME? | #NAME? | #NAME? | #NAME? | #NAME? | #NAME? | #NAME? | #NAME? | #NAME? | #NAME? | #NAME? | #NAME? | #NAME? | #NAME? | #NAME? | #NAME? | #NAME? | #NAME? | #NAME? | #NAME? | #NAME? | #NAME? | #NAME? | #NAME? | #NAME? | #NAME? | #NAME? | #NAME? | #NAME? | #NAME? | #NAME? | #NAME? | #NAME? | #NAME? | #NAME? | #NAME? | #NAME? | #NAME? | #NAME? | #NAME? | #NAME? | #NAME? | #NAME? | #NAME? | #NAME? | #NAME? | #NAME? | #NAME? | #NAME? | #NAME? | #NAME? | #NAME? | #NAME? | #NAME? | #NAME? | #NAME? | #NAME? | #NAME? | #NAME? | #NAME? | #NAME? | #NAME? | #NAME? | #NAME? | #NAME? | #NAME? | #NAME? | #NAME? | #NAME? | #NAME? | #NAME? | #NAME? | #NAME? | #NAME? | #NAME? | #NAME? | #NAME? | #NAME? | #NAME? | #NAME? | #NAME? | #NAME? | #NAME? | #NAME? | #NAME? | #NAME? | #NAME? | #NAME? | #NAME? | #NAME? | #NAME? | #NAME? | #NAME? | #NAME? | #NAME? | #NAME? | #NAME? | #NAME? | #NAME? | #NAME? | #NAME? | #NAME? | #NAME? | #NAME? | #NAME? | #NAME? | #NAME? | #NAME? | #NAME? | #NAME? | #NAME? | #NAME? | #NAME? | #NAME? | #NAME? | #NAME? | #NAME? | #NAME? | #NAME? | #NAME? | #NAME? | #NAME? | #NAME? | #NAME? | #NAME? | #NAME? | #NAME? | #NAME? | #NAME? | #NAME? | #NAME? | #NAME? | #NAME? | #NAME? | #NAME? | #NAME? | #NAME? | #NAME? | #NAME? | #NAME? | #NAME? | #NAME? | #NAME? | #NAME? | #NAME? | #NAME? | #NAME? | #NAME? | #NAME? | #NAME? | #NAME? | #NAME? | #NAME? | #NAME? | #NAME? | #NAME? | #NAME? | #NAME? | #NAME? | #NAME? | #NAME? | #NAME? | #NAME? | #NAME? | #NAME? | #NAME? | #NAME? | #NAME? | #NAME? | #NAME? | #NAME?
(+) Atendimento de Chamado (Material) | #NAME? | #NAME? | #NAME? | #NAME? | #NAME? | #NAME? | #NAME? | #NAME? | #NAME? | #NAME? | #NAME? | #NAME? | #NAME? | #NAME? | #NAME? | #NAME? | #NAME? | #NAME? | #NAME? | #NAME? | #NAME? | #NAME? | #NAME? | #NAME? | #NAME? | #NAME? | #NAME? | #NAME? | #NAME? | #NAME? | #NAME? | #NAME? | #NAME? | #NAME? | #NAME? | #NAME? | #NAME? | #NAME? | #NAME? | #NAME? | #NAME? | #NAME? | #NAME? | #NAME? | #NAME? | #NAME? | #NAME? | #NAME? | #NAME? | #NAME? | #NAME? | #NAME? | #NAME? | #NAME? | #NAME? | #NAME? | #NAME? | #NAME? | #NAME? | #NAME? | #NAME? | #NAME? | #NAME? | #NAME? | #NAME? | #NAME? | #NAME? | #NAME? | #NAME? | #NAME? | #NAME? | #NAME? | #NAME? | #NAME? | #NAME? | #NAME? | #NAME? | #NAME? | #NAME? | #NAME? | #NAME? | #NAME? | #NAME? | #NAME? | #NAME? | #NAME? | #NAME? | #NAME? | #NAME? | #NAME? | #NAME? | #NAME? | #NAME? | #NAME? | #NAME? | #NAME? | #NAME? | #NAME? | #NAME? | #NAME? | #NAME? | #NAME? | #NAME? | #NAME? | #NAME? | #NAME? | #NAME? | #NAME? | #NAME? | #NAME? | #NAME? | #NAME? | #NAME? | #NAME? | #NAME? | #NAME? | #NAME? | #NAME? | #NAME? | #NAME? | #NAME? | #NAME? | #NAME? | #NAME? | #NAME? | #NAME? | #NAME? | #NAME? | #NAME? | #NAME? | #NAME? | #NAME? | #NAME? | #NAME? | #NAME? | #NAME? | #NAME? | #NAME? | #NAME? | #NAME? | #NAME? | #NAME? | #NAME? | #NAME? | #NAME? | #NAME? | #NAME? | #NAME? | #NAME? | #NAME? | #NAME? | #NAME? | #NAME? | #NAME? | #NAME? | #NAME? | #NAME? | #NAME? | #NAME? | #NAME? | #NAME? | #NAME? | #NAME? | #NAME? | #NAME? | #NAME? | #NAME? | #NAME? | #NAME? | #NAME? | #NAME? | #NAME? | #NAME? | #NAME? | #NAME? | #NAME? | #NAME? | #NAME? | #NAME? | #NAME? | #NAME? | #NAME? | #NAME? | #NAME? | #NAME? | #NAME? | #NAME? | #NAME? | #NAME? | #NAME? | #NAME? | #NAME? | #NAME? | #NAME? | #NAME? | #NAME? | #NAME? | #NAME? | #NAME? | #NAME? | #NAME? | #NAME? | #NAME? | #NAME? | #NAME? | #NAME? | #NAME? | #NAME? | #NAME? | #NAME? | #NAME? | #NAME? | #NAME? | #NAME? | #NAME? | #NAME?
(+) Atendimento de Chamado (MO) | #NAME? | #NAME? | #NAME? | #NAME? | #NAME? | #NAME? | #NAME? | #NAME? | #NAME? | #NAME? | #NAME? | #NAME? | #NAME? | #NAME? | #NAME? | #NAME? | #NAME? | #NAME? | #NAME? | #NAME? | #NAME? | #NAME? | #NAME? | #NAME? | #NAME? | #NAME? | #NAME? | #NAME? | #NAME? | #NAME? | #NAME? | #NAME? | #NAME? | #NAME? | #NAME? | #NAME? | #NAME? | #NAME? | #NAME? | #NAME? | #NAME? | #NAME? | #NAME? | #NAME? | #NAME? | #NAME? | #NAME? | #NAME? | #NAME? | #NAME? | #NAME? | #NAME? | #NAME? | #NAME? | #NAME? | #NAME? | #NAME? | #NAME? | #NAME? | #NAME? | #NAME? | #NAME? | #NAME? | #NAME? | #NAME? | #NAME? | #NAME? | #NAME? | #NAME? | #NAME? | #NAME? | #NAME? | #NAME? | #NAME? | #NAME? | #NAME? | #NAME? | #NAME? | #NAME? | #NAME? | #NAME? | #NAME? | #NAME? | #NAME? | #NAME? | #NAME? | #NAME? | #NAME? | #NAME? | #NAME? | #NAME? | #NAME? | #NAME? | #NAME? | #NAME? | #NAME? | #NAME? | #NAME? | #NAME? | #NAME? | #NAME? | #NAME? | #NAME? | #NAME? | #NAME? | #NAME? | #NAME? | #NAME? | #NAME? | #NAME? | #NAME? | #NAME? | #NAME? | #NAME? | #NAME? | #NAME? | #NAME? | #NAME? | #NAME? | #NAME? | #NAME? | #NAME? | #NAME? | #NAME? | #NAME? | #NAME? | #NAME? | #NAME? | #NAME? | #NAME? | #NAME? | #NAME? | #NAME? | #NAME? | #NAME? | #NAME? | #NAME? | #NAME? | #NAME? | #NAME? | #NAME? | #NAME? | #NAME? | #NAME? | #NAME? | #NAME? | #NAME? | #NAME? | #NAME? | #NAME? | #NAME? | #NAME? | #NAME? | #NAME? | #NAME? | #NAME? | #NAME? | #NAME? | #NAME? | #NAME? | #NAME? | #NAME? | #NAME? | #NAME? | #NAME? | #NAME? | #NAME? | #NAME? | #NAME? | #NAME? | #NAME? | #NAME? | #NAME? | #NAME? | #NAME? | #NAME? | #NAME? | #NAME? | #NAME? | #NAME? | #NAME? | #NAME? | #NAME? | #NAME? | #NAME? | #NAME? | #NAME? | #NAME? | #NAME? | #NAME? | #NAME? | #NAME? | #NAME? | #NAME? | #NAME? | #NAME? | #NAME? | #NAME? | #NAME? | #NAME? | #NAME? | #NAME? | #NAME? | #NAME? | #NAME? | #NAME? | #NAME? | #NAME? | #NAME? | #NAME? | #NAME? | #NAME? | #NAME? | #NAME? | #NAME? | #NAME?
(+) Equipe de Ronda | 0 | 0 | 0 | 0 | #NAME? | #NAME? | #NAME? | #NAME? | #NAME? | #NAME? | #NAME? | #NAME? | #NAME? | #NAME? | #NAME? | #NAME? | #NAME? | #NAME? | #NAME? | #NAME? | #NAME? | #NAME? | #NAME? | #NAME? | #NAME? | #NAME? | #NAME? | #NAME? | #NAME? | #NAME? | #NAME? | #NAME? | #NAME? | #NAME? | #NAME? | #NAME? | #NAME? | #NAME? | #NAME? | #NAME? | #NAME? | #NAME? | #NAME? | #NAME? | #NAME? | #NAME? | #NAME? | #NAME? | #NAME? | #NAME? | #NAME? | #NAME? | #NAME? | #NAME? | #NAME? | #NAME? | #NAME? | #NAME? | #NAME? | #NAME? | #NAME? | #NAME? | #NAME? | #NAME? | #NAME? | #NAME? | #NAME? | #NAME? | #NAME? | #NAME? | #NAME? | #NAME? | #NAME? | #NAME? | #NAME? | #NAME? | #NAME? | #NAME? | #NAME? | #NAME? | #NAME? | #NAME? | #NAME? | #NAME? | #NAME? | #NAME? | #NAME? | #NAME? | #NAME? | #NAME? | #NAME? | #NAME? | #NAME? | #NAME? | #NAME? | #NAME? | #NAME? | #NAME? | #NAME? | #NAME? | #NAME? | #NAME? | #NAME? | #NAME? | #NAME? | #NAME? | #NAME? | #NAME? | #NAME? | #NAME? | #NAME? | #NAME? | #NAME? | #NAME? | #NAME? | #NAME? | #NAME? | #NAME? | #NAME? | #NAME? | #NAME? | #NAME? | #NAME? | #NAME? | #NAME? | #NAME? | #NAME? | #NAME? | #NAME? | #NAME? | #NAME? | #NAME? | #NAME? | #NAME? | #NAME? | #NAME? | #NAME? | #NAME? | #NAME? | #NAME? | #NAME? | #NAME? | #NAME? | #NAME? | #NAME? | #NAME? | #NAME? | #NAME? | #NAME? | #NAME? | #NAME? | #NAME? | #NAME? | #NAME? | #NAME? | #NAME? | #NAME? | #NAME? | #NAME? | #NAME? | #NAME? | #NAME? | #NAME? | #NAME? | #NAME? | #NAME? | #NAME? | #NAME? | #NAME? | #NAME? | #NAME? | #NAME? | #NAME? | #NAME? | #NAME? | #NAME? | #NAME? | #NAME? | #NAME? | #NAME? | #NAME? | #NAME? | #NAME? | #NAME? | #NAME? | #NAME? | #NAME? | #NAME? | #NAME? | #NAME? | #NAME? | #NAME? | #NAME? | #NAME? | #NAME? | #NAME? | #NAME? | #NAME? | #NAME? | #NAME? | #NAME? | #NAME? | #NAME? | #NAME? | #NAME? | #NAME? | #NAME? | #NAME? | #NAME? | #NAME? | #NAME? | #NAME? | #NAME? | #NAME? | #NAME? | #NAME?
(+) Poda de Árvore | 0 | 0 | 0 | 0 | #NAME? | #NAME? | #NAME? | #NAME? | #NAME? | #NAME? | #NAME? | #NAME? | #NAME? | #NAME? | #NAME? | #NAME? | #NAME? | #NAME? | #NAME? | #NAME? | #NAME? | #NAME? | #NAME? | #NAME? | #NAME? | #NAME? | #NAME? | #NAME? | #NAME? | #NAME? | #NAME? | #NAME? | #NAME? | #NAME? | #NAME? | #NAME? | #NAME? | #NAME? | #NAME? | #NAME? | #NAME? | #NAME? | #NAME? | #NAME? | #NAME? | #NAME? | #NAME? | #NAME? | #NAME? | #NAME? | #NAME? | #NAME? | #NAME? | #NAME? | #NAME? | #NAME? | #NAME? | #NAME? | #NAME? | #NAME? | #NAME? | #NAME? | #NAME? | #NAME? | #NAME? | #NAME? | #NAME? | #NAME? | #NAME? | #NAME? | #NAME? | #NAME? | #NAME? | #NAME? | #NAME? | #NAME? | #NAME? | #NAME? | #NAME? | #NAME? | #NAME? | #NAME? | #NAME? | #NAME? | #NAME? | #NAME? | #NAME? | #NAME? | #NAME? | #NAME? | #NAME? | #NAME? | #NAME? | #NAME? | #NAME? | #NAME? | #NAME? | #NAME? | #NAME? | #NAME? | #NAME? | #NAME? | #NAME? | #NAME? | #NAME? | #NAME? | #NAME? | #NAME? | #NAME? | #NAME? | #NAME? | #NAME? | #NAME? | #NAME? | #NAME? | #NAME? | #NAME? | #NAME? | #NAME? | #NAME? | #NAME? | #NAME? | #NAME? | #NAME? | #NAME? | #NAME? | #NAME? | #NAME? | #NAME? | #NAME? | #NAME? | #NAME? | #NAME? | #NAME? | #NAME? | #NAME? | #NAME? | #NAME? | #NAME? | #NAME? | #NAME? | #NAME? | #NAME? | #NAME? | #NAME? | #NAME? | #NAME? | #NAME? | #NAME? | #NAME? | #NAME? | #NAME? | #NAME? | #NAME? | #NAME? | #NAME? | #NAME? | #NAME? | #NAME? | #NAME? | #NAME? | #NAME? | #NAME? | #NAME? | #NAME? | #NAME? | #NAME? | #NAME? | #NAME? | #NAME? | #NAME? | #NAME? | #NAME? | #NAME? | #NAME? | #NAME? | #NAME? | #NAME? | #NAME? | #NAME? | #NAME? | #NAME? | #NAME? | #NAME? | #NAME? | #NAME? | #NAME? | #NAME? | #NAME? | #NAME? | #NAME? | #NAME? | #NAME? | #NAME? | #NAME? | #NAME? | #NAME? | #NAME? | #NAME? | #NAME? | #NAME? | #NAME? | #NAME? | #NAME? | #NAME? | #NAME? | #NAME? | #NAME? | #NAME? | #NAME? | #NAME? | #NAME? | #NAME? | #NAME? | #NAME? | #NAME?
(+) Telegestão, Gestão Integrada e Call Center | #NAME? | #NAME? | #NAME? | #NAME? | #NAME? | #NAME? | #NAME? | #NAME? | #NAME? | #NAME? | #NAME? | #NAME? | #NAME? | #NAME? | #NAME? | #NAME? | #NAME? | #NAME? | #NAME? | #NAME? | #NAME? | #NAME? | #NAME? | #NAME? | #NAME? | #NAME? | #NAME? | #NAME? | #NAME? | #NAME? | #NAME? | #NAME? | #NAME? | #NAME? | #NAME? | #NAME? | #NAME? | #NAME? | #NAME? | #NAME? | #NAME? | #NAME? | #NAME? | #NAME? | #NAME? | #NAME? | #NAME? | #NAME? | #NAME? | #NAME? | #NAME? | #NAME? | #NAME? | #NAME? | #NAME? | #NAME? | #NAME? | #NAME? | #NAME? | #NAME? | #NAME? | #NAME? | #NAME? | #NAME? | #NAME? | #NAME? | #NAME? | #NAME? | #NAME? | #NAME? | #NAME? | #NAME? | #NAME? | #NAME? | #NAME? | #NAME? | #NAME? | #NAME? | #NAME? | #NAME? | #NAME? | #NAME? | #NAME? | #NAME? | #NAME? | #NAME? | #NAME? | #NAME? | #NAME? | #NAME? | #NAME? | #NAME? | #NAME? | #NAME? | #NAME? | #NAME? | #NAME? | #NAME? | #NAME? | #NAME? | #NAME? | #NAME? | #NAME? | #NAME? | #NAME? | #NAME? | #NAME? | #NAME? | #NAME? | #NAME? | #NAME? | #NAME? | #NAME? | #NAME? | #NAME? | #NAME? | #NAME? | #NAME? | #NAME? | #NAME? | #NAME? | #NAME? | #NAME? | #NAME? | #NAME? | #NAME? | #NAME? | #NAME? | #NAME? | #NAME? | #NAME? | #NAME? | #NAME? | #NAME? | #NAME? | #NAME? | #NAME? | #NAME? | #NAME? | #NAME? | #NAME? | #NAME? | #NAME? | #NAME? | #NAME? | #NAME? | #NAME? | #NAME? | #NAME? | #NAME? | #NAME? | #NAME? | #NAME? | #NAME? | #NAME? | #NAME? | #NAME? | #NAME? | #NAME? | #NAME? | #NAME? | #NAME? | #NAME? | #NAME? | #NAME? | #NAME? | #NAME? | #NAME? | #NAME? | #NAME? | #NAME? | #NAME? | #NAME? | #NAME? | #NAME? | #NAME? | #NAME? | #NAME? | #NAME? | #NAME? | #NAME? | #NAME? | #NAME? | #NAME? | #NAME? | #NAME? | #NAME? | #NAME? | #NAME? | #NAME? | #NAME? | #NAME? | #NAME? | #NAME? | #NAME? | #NAME? | #NAME? | #NAME? | #NAME? | #NAME? | #NAME? | #NAME? | #NAME? | #NAME? | #NAME? | #NAME? | #NAME? | #NAME? | #NAME? | #NAME? | #NAME? | #NAME? | #NAME? | #NAME? | #NAME? | #NAME?
(+) Equipe Não-Operacional | #NAME? | #NAME? | #NAME? | #NAME? | #NAME? | #NAME? | #NAME? | #NAME? | #NAME? | #NAME? | #NAME? | #NAME? | #NAME? | #NAME? | #NAME? | #NAME? | #NAME? | #NAME? | #NAME? | #NAME? | #NAME? | #NAME? | #NAME? | #NAME? | #NAME? | #NAME? | #NAME? | #NAME? | #NAME? | #NAME? | #NAME? | #NAME? | #NAME? | #NAME? | #NAME? | #NAME? | #NAME? | #NAME? | #NAME? | #NAME? | #NAME? | #NAME? | #NAME? | #NAME? | #NAME? | #NAME? | #NAME? | #NAME? | #NAME? | #NAME? | #NAME? | #NAME? | #NAME? | #NAME? | #NAME? | #NAME? | #NAME? | #NAME? | #NAME? | #NAME? | #NAME? | #NAME? | #NAME? | #NAME? | #NAME? | #NAME? | #NAME? | #NAME? | #NAME? | #NAME? | #NAME? | #NAME? | #NAME? | #NAME? | #NAME? | #NAME? | #NAME? | #NAME? | #NAME? | #NAME? | #NAME? | #NAME? | #NAME? | #NAME? | #NAME? | #NAME? | #NAME? | #NAME? | #NAME? | #NAME? | #NAME? | #NAME? | #NAME? | #NAME? | #NAME? | #NAME? | #NAME? | #NAME? | #NAME? | #NAME? | #NAME? | #NAME? | #NAME? | #NAME? | #NAME? | #NAME? | #NAME? | #NAME? | #NAME? | #NAME? | #NAME? | #NAME? | #NAME? | #NAME? | #NAME? | #NAME? | #NAME? | #NAME? | #NAME? | #NAME? | #NAME? | #NAME? | #NAME? | #NAME? | #NAME? | #NAME? | #NAME? | #NAME? | #NAME? | #NAME? | #NAME? | #NAME? | #NAME? | #NAME? | #NAME? | #NAME? | #NAME? | #NAME? | #NAME? | #NAME? | #NAME? | #NAME? | #NAME? | #NAME? | #NAME? | #NAME? | #NAME? | #NAME? | #NAME? | #NAME? | #NAME? | #NAME? | #NAME? | #NAME? | #NAME? | #NAME? | #NAME? | #NAME? | #NAME? | #NAME? | #NAME? | #NAME? | #NAME? | #NAME? | #NAME? | #NAME? | #NAME? | #NAME? | #NAME? | #NAME? | #NAME? | #NAME? | #NAME? | #NAME? | #NAME? | #NAME? | #NAME? | #NAME? | #NAME? | #NAME? | #NAME? | #NAME? | #NAME? | #NAME? | #NAME? | #NAME? | #NAME? | #NAME? | #NAME? | #NAME? | #NAME? | #NAME? | #NAME? | #NAME? | #NAME? | #NAME? | #NAME? | #NAME? | #NAME? | #NAME? | #NAME? | #NAME? | #NAME? | #NAME? | #NAME? | #NAME? | #NAME? | #NAME? | #NAME? | #NAME? | #NAME? | #NAME? | #NAME? | #NAME? | #NAME? | #NAME?
(+) Despesas Gerais e Administrativas | #NAME? | #NAME? | #NAME? | #NAME? | #NAME? | #NAME? | #NAME? | #NAME? | #NAME? | #NAME? | #NAME? | #NAME? | #NAME? | #NAME? | #NAME? | #NAME? | #NAME? | #NAME? | #NAME? | #NAME? | #NAME? | #NAME? | #NAME? | #NAME? | #NAME? | #NAME? | #NAME? | #NAME? | #NAME? | #NAME? | #NAME? | #NAME? | #NAME? | #NAME? | #NAME? | #NAME? | #NAME? | #NAME? | #NAME? | #NAME? | #NAME? | #NAME? | #NAME? | #NAME? | #NAME? | #NAME? | #NAME? | #NAME? | #NAME? | #NAME? | #NAME? | #NAME? | #NAME? | #NAME? | #NAME? | #NAME? | #NAME? | #NAME? | #NAME? | #NAME? | #NAME? | #NAME? | #NAME? | #NAME? | #NAME? | #NAME? | #NAME? | #NAME? | #NAME? | #NAME? | #NAME? | #NAME? | #NAME? | #NAME? | #NAME? | #NAME? | #NAME? | #NAME? | #NAME? | #NAME? | #NAME? | #NAME? | #NAME? | #NAME? | #NAME? | #NAME? | #NAME? | #NAME? | #NAME? | #NAME? | #NAME? | #NAME? | #NAME? | #NAME? | #NAME? | #NAME? | #NAME? | #NAME? | #NAME? | #NAME? | #NAME? | #NAME? | #NAME? | #NAME? | #NAME? | #NAME? | #NAME? | #NAME? | #NAME? | #NAME? | #NAME? | #NAME? | #NAME? | #NAME? | #NAME? | #NAME? | #NAME? | #NAME? | #NAME? | #NAME? | #NAME? | #NAME? | #NAME? | #NAME? | #NAME? | #NAME? | #NAME? | #NAME? | #NAME? | #NAME? | #NAME? | #NAME? | #NAME? | #NAME? | #NAME? | #NAME? | #NAME? | #NAME? | #NAME? | #NAME? | #NAME? | #NAME? | #NAME? | #NAME? | #NAME? | #NAME? | #NAME? | #NAME? | #NAME? | #NAME? | #NAME? | #NAME? | #NAME? | #NAME? | #NAME? | #NAME? | #NAME? | #NAME? | #NAME? | #NAME? | #NAME? | #NAME? | #NAME? | #NAME? | #NAME? | #NAME? | #NAME? | #NAME? | #NAME? | #NAME? | #NAME? | #NAME? | #NAME? | #NAME? | #NAME? | #NAME? | #NAME? | #NAME? | #NAME? | #NAME? | #NAME? | #NAME? | #NAME? | #NAME? | #NAME? | #NAME? | #NAME? | #NAME? | #NAME? | #NAME? | #NAME? | #NAME? | #NAME? | #NAME? | #NAME? | #NAME? | #NAME? | #NAME? | #NAME? | #NAME? | #NAME? | #NAME? | #NAME? | #NAME? | #NAME? | #NAME? | #NAME? | #NAME? | #NAME? | #NAME? | #NAME? | #NAME? | #NAME? | #NAME? | #NAME? | #NAME?
(+) Seguros e Garantias | #NAME? | #NAME? | #NAME? | #NAME? | #NAME? | #NAME? | #NAME? | #NAME? | #NAME? | #NAME? | #NAME? | #NAME? | #NAME? | #NAME? | #NAME? | #NAME? | #NAME? | #NAME? | #NAME? | #NAME? | #NAME? | #NAME? | #NAME? | #NAME? | #NAME? | #NAME? | #NAME? | #NAME? | #NAME? | #NAME? | #NAME? | #NAME? | #NAME? | #NAME? | #NAME? | #NAME? | #NAME? | #NAME? | #NAME? | #NAME? | #NAME? | #NAME? | #NAME? | #NAME? | #NAME? | #NAME? | #NAME? | #NAME? | #NAME? | #NAME? | #NAME? | #NAME? | #NAME? | #NAME? | #NAME? | #NAME? | #NAME? | #NAME? | #NAME? | #NAME? | #NAME? | #NAME? | #NAME? | #NAME? | #NAME? | #NAME? | #NAME? | #NAME? | #NAME? | #NAME? | #NAME? | #NAME? | #NAME? | #NAME? | #NAME? | #NAME? | #NAME? | #NAME? | #NAME? | #NAME? | #NAME? | #NAME? | #NAME? | #NAME? | #NAME? | #NAME? | #NAME? | #NAME? | #NAME? | #NAME? | #NAME? | #NAME? | #NAME? | #NAME? | #NAME? | #NAME? | #NAME? | #NAME? | #NAME? | #NAME? | #NAME? | #NAME? | #NAME? | #NAME? | #NAME? | #NAME? | #NAME? | #NAME? | #NAME? | #NAME? | #NAME? | #NAME? | #NAME? | #NAME? | #NAME? | #NAME? | #NAME? | #NAME? | #NAME? | #NAME? | #NAME? | #NAME? | #NAME? | #NAME? | #NAME? | #NAME? | #NAME? | #NAME? | #NAME? | #NAME? | #NAME? | #NAME? | #NAME? | #NAME? | #NAME? | #NAME? | #NAME? | #NAME? | #NAME? | #NAME? | #NAME? | #NAME? | #NAME? | #NAME? | #NAME? | #NAME? | #NAME? | #NAME? | #NAME? | #NAME? | #NAME? | #NAME? | #NAME? | #NAME? | #NAME? | #NAME? | #NAME? | #NAME? | #NAME? | #NAME? | #NAME? | #NAME? | #NAME? | #NAME? | #NAME? | #NAME? | #NAME? | #NAME? | #NAME? | #NAME? | #NAME? | #NAME? | #NAME? | #NAME? | #NAME? | #NAME? | #NAME? | #NAME? | #NAME? | #NAME? | #NAME? | #NAME? | #NAME? | #NAME? | #NAME? | #NAME? | #NAME? | #NAME? | #NAME? | #NAME? | #NAME? | #NAME? | #NAME? | #NAME? | #NAME? | #NAME? | #NAME? | #NAME? | #NAME? | #NAME? | #NAME? | #NAME? | #NAME? | #NAME? | #NAME? | #NAME? | #NAME? | #NAME? | #NAME? | #NAME? | #NAME? | #NAME? | #NAME? | #NAME? | #NAME? | #NAME?
(+) Verificador Independente | #NAME? | #NAME? | #NAME? | #NAME? | #NAME? | #NAME? | #NAME? | #NAME? | #NAME? | #NAME? | #NAME? | #NAME? | #NAME? | #NAME? | #NAME? | #NAME? | #NAME? | #NAME? | #NAME? | #NAME? | #NAME? | #NAME? | #NAME? | #NAME? | #NAME? | #NAME? | #NAME? | #NAME? | #NAME? | #NAME? | #NAME? | #NAME? | #NAME? | #NAME? | #NAME? | #NAME? | #NAME? | #NAME? | #NAME? | #NAME? | #NAME? | #NAME? | #NAME? | #NAME? | #NAME? | #NAME? | #NAME? | #NAME? | #NAME? | #NAME? | #NAME? | #NAME? | #NAME? | #NAME? | #NAME? | #NAME? | #NAME? | #NAME? | #NAME? | #NAME? | #NAME? | #NAME? | #NAME? | #NAME? | #NAME? | #NAME? | #NAME? | #NAME? | #NAME? | #NAME? | #NAME? | #NAME? | #NAME? | #NAME? | #NAME? | #NAME? | #NAME? | #NAME? | #NAME? | #NAME? | #NAME? | #NAME? | #NAME? | #NAME? | #NAME? | #NAME? | #NAME? | #NAME? | #NAME? | #NAME? | #NAME? | #NAME? | #NAME? | #NAME? | #NAME? | #NAME? | #NAME? | #NAME? | #NAME? | #NAME? | #NAME? | #NAME? | #NAME? | #NAME? | #NAME? | #NAME? | #NAME? | #NAME? | #NAME? | #NAME? | #NAME? | #NAME? | #NAME? | #NAME? | #NAME? | #NAME? | #NAME? | #NAME? | #NAME? | #NAME? | #NAME? | #NAME? | #NAME? | #NAME? | #NAME? | #NAME? | #NAME? | #NAME? | #NAME? | #NAME? | #NAME? | #NAME? | #NAME? | #NAME? | #NAME? | #NAME? | #NAME? | #NAME? | #NAME? | #NAME? | #NAME? | #NAME? | #NAME? | #NAME? | #NAME? | #NAME? | #NAME? | #NAME? | #NAME? | #NAME? | #NAME? | #NAME? | #NAME? | #NAME? | #NAME? | #NAME? | #NAME? | #NAME? | #NAME? | #NAME? | #NAME? | #NAME? | #NAME? | #NAME? | #NAME? | #NAME? | #NAME? | #NAME? | #NAME? | #NAME? | #NAME? | #NAME? | #NAME? | #NAME? | #NAME? | #NAME? | #NAME? | #NAME? | #NAME? | #NAME? | #NAME? | #NAME? | #NAME? | #NAME? | #NAME? | #NAME? | #NAME? | #NAME? | #NAME? | #NAME? | #NAME? | #NAME? | #NAME? | #NAME? | #NAME? | #NAME? | #NAME? | #NAME? | #NAME? | #NAME? | #NAME? | #NAME? | #NAME? | #NAME? | #NAME? | #NAME? | #NAME? | #NAME? | #NAME? | #NAME? | #NAME? | #NAME? | #NAME? | #NAME? | #NAME? | #NAME?
(5) EBITDA (3-4) | #NAME? | #NAME? | #NAME? | #NAME? | #NAME? | #NAME? | #NAME? | #NAME? | #NAME? | #NAME? | #NAME? | #NAME? | #NAME? | #NAME? | #NAME? | #NAME? | #NAME? | #NAME? | #NAME? | #NAME? | #NAME? | #NAME? | #NAME? | #NAME? | #NAME? | #NAME? | #NAME? | #NAME? | #NAME? | #NAME? | #NAME? | #NAME? | #NAME? | #NAME? | #NAME? | #NAME? | #NAME? | #NAME? | #NAME? | #NAME? | #NAME? | #NAME? | #NAME? | #NAME? | #NAME? | #NAME? | #NAME? | #NAME? | #NAME? | #NAME? | #NAME? | #NAME? | #NAME? | #NAME? | #NAME? | #NAME? | #NAME? | #NAME? | #NAME? | #NAME? | #NAME? | #NAME? | #NAME? | #NAME? | #NAME? | #NAME? | #NAME? | #NAME? | #NAME? | #NAME? | #NAME? | #NAME? | #NAME? | #NAME? | #NAME? | #NAME? | #NAME? | #NAME? | #NAME? | #NAME? | #NAME? | #NAME? | #NAME? | #NAME? | #NAME? | #NAME? | #NAME? | #NAME? | #NAME? | #NAME? | #NAME? | #NAME? | #NAME? | #NAME? | #NAME? | #NAME? | #NAME? | #NAME? | #NAME? | #NAME? | #NAME? | #NAME? | #NAME? | #NAME? | #NAME? | #NAME? | #NAME? | #NAME? | #NAME? | #NAME? | #NAME? | #NAME? | #NAME? | #NAME? | #NAME? | #NAME? | #NAME? | #NAME? | #NAME? | #NAME? | #NAME? | #NAME? | #NAME? | #NAME? | #NAME? | #NAME? | #NAME? | #NAME? | #NAME? | #NAME? | #NAME? | #NAME? | #NAME? | #NAME? | #NAME? | #NAME? | #NAME? | #NAME? | #NAME? | #NAME? | #NAME? | #NAME? | #NAME? | #NAME? | #NAME? | #NAME? | #NAME? | #NAME? | #NAME? | #NAME? | #NAME? | #NAME? | #NAME? | #NAME? | #NAME? | #NAME? | #NAME? | #NAME? | #NAME? | #NAME? | #NAME? | #NAME? | #NAME? | #NAME? | #NAME? | #NAME? | #NAME? | #NAME? | #NAME? | #NAME? | #NAME? | #NAME? | #NAME? | #NAME? | #NAME? | #NAME? | #NAME? | #NAME? | #NAME? | #NAME? | #NAME? | #NAME? | #NAME? | #NAME? | #NAME? | #NAME? | #NAME? | #NAME? | #NAME? | #NAME? | #NAME? | #NAME? | #NAME? | #NAME? | #NAME? | #NAME? | #NAME? | #NAME? | #NAME? | #NAME? | #NAME? | #NAME? | #NAME? | #NAME? | #NAME? | #NAME? | #NAME? | #NAME? | #NAME? | #NAME? | #NAME? | #NAME? | #NAME? | #NAME? | #NAME? | #NAME?
(6) DEPRECIAÇÃO | 0 | 0 | 0 | 0 | 0 | 0 | 0 | 0 | 0 | 0 | 0 | 0 | 0 | 0 | 0 | 0 | 0 | 0 | 0 | 0 | 0 | 0 | 0 | 0 | 0 | 0 | 0 | 0 | 0 | 0 | 0 | 0 | 0 | 0 | 0 | 0 | 0 | 0 | 0 | 0 | 0 | 0 | 0 | 0 | 0 | 0 | 0 | 0 | 0 | 0 | 0 | 0 | 0 | 0 | 0 | 0 | 0 | 0 | 0 | 0 | 0 | 0 | 0 | 0 | 0 | 0 | 0 | 0 | 0 | 0 | 0 | 0 | 0 | 0 | 0 | 0 | 0 | 0 | 0 | 0 | 0 | 0 | 0 | 0 | 0 | 0 | 0 | 0 | 0 | 0 | 0 | 0 | 0 | 0 | 0 | 0 | 0 | 0 | 0 | 0 | 0 | 0 | 0 | 0 | 0 | 0 | 0 | 0 | 0 | 0 | 0 | 0 | 0 | 0 | 0 | 0 | 0 | 0 | 0 | 0 | 0 | 0 | 0 | 0 | 0 | 0 | 0 | 0 | 0 | 0 | 0 | 0 | 0 | 0 | 0 | 0 | 0 | 0 | 0 | 0 | 0 | 0 | 0 | 0 | 0 | 0 | 0 | 0 | 0 | 0 | 0 | 0 | 0 | 0 | 0 | 0 | 0 | 0 | 0 | 0 | 0 | 0 | 0 | 0 | 0 | 0 | 0 | 0 | 0 | 0 | 0 | 0 | 0 | 0 | 0 | 0 | 0 | 0 | 0 | 0 | 0 | 0 | 0 | 0 | 0 | 0 | 0 | 0 | 0 | 0 | 0 | 0 | 0 | 0 | 0 | 0 | 0 | 0 | 0 | 0 | 0 | 0 | 0 | 0 | 0 | 0 | 0 | 0 | 0 | 0 | 0 | 0 | 0 | 0 | 0 | 0
(7) DESPESAS FINANCEIRAS | 0 | 0 | 0 | 0 | 0 | 0 | 0 | 0 | 0 | 0 | 0 | 0 | 0 | 0 | 0 | 0 | 0 | 0 | 0 | 0 | 0 | 0 | 0 | 0 | 0 | 0 | 0 | 0 | 0 | 0 | 0 | 0 | 0 | 0 | 0 | 0 | 0 | 0 | 0 | 0 | 0 | 0 | 0 | 0 | 0 | 0 | 0 | 0 | 0 | 0 | 0 | 0 | 0 | 0 | 0 | 0 | 0 | 0 | 0 | 0 | 0 | 0 | 0 | 0 | 0 | 0 | 0 | 0 | 0 | 0 | 0 | 0 | 0 | 0 | 0 | 0 | 0 | 0 | 0 | 0 | 0 | 0 | 0 | 0 | 0 | 0 | 0 | 0 | 0 | 0 | 0 | 0 | 0 | 0 | 0 | 0 | 0 | 0 | 0 | 0 | 0 | 0 | 0 | 0 | 0 | 0 | 0 | 0 | 0 | 0 | 0 | 0 | 0 | 0 | 0 | 0 | 0 | 0 | 0 | 0 | 0 | 0 | 0 | 0 | 0 | 0 | 0 | 0 | 0 | 0 | 0 | 0 | 0 | 0 | 0 | 0 | 0 | 0 | 0 | 0 | 0 | 0 | 0 | 0 | 0 | 0 | 0 | 0 | 0 | 0 | 0 | 0 | 0 | 0 | 0 | 0 | 0 | 0 | 0 | 0 | 0 | 0 | 0 | 0 | 0 | 0 | 0 | 0 | 0 | 0 | 0 | 0 | 0 | 0 | 0 | 0 | 0 | 0 | 0 | 0 | 0 | 0 | 0 | 0 | 0 | 0 | 0 | 0 | 0 | 0 | 0 | 0 | 0 | 0 | 0 | 0 | 0 | 0 | 0 | 0 | 0 | 0 | 0 | 0 | 0 | 0 | 0 | 0 | 0 | 0 | 0 | 0 | 0 | 0 | 0 | 0
(8) LUCRO ANTES DO IMPOSTO (5-6-7) | #NAME? | #NAME? | #NAME? | #NAME? | #NAME? | #NAME? | #NAME? | #NAME? | #NAME? | #NAME? | #NAME? | #NAME? | #NAME? | #NAME? | #NAME? | #NAME? | #NAME? | #NAME? | #NAME? | #NAME? | #NAME? | #NAME? | #NAME? | #NAME? | #NAME? | #NAME? | #NAME? | #NAME? | #NAME? | #NAME? | #NAME? | #NAME? | #NAME? | #NAME? | #NAME? | #NAME? | #NAME? | #NAME? | #NAME? | #NAME? | #NAME? | #NAME? | #NAME? | #NAME? | #NAME? | #NAME? | #NAME? | #NAME? | #NAME? | #NAME? | #NAME? | #NAME? | #NAME? | #NAME? | #NAME? | #NAME? | #NAME? | #NAME? | #NAME? | #NAME? | #NAME? | #NAME? | #NAME? | #NAME? | #NAME? | #NAME? | #NAME? | #NAME? | #NAME? | #NAME? | #NAME? | #NAME? | #NAME? | #NAME? | #NAME? | #NAME? | #NAME? | #NAME? | #NAME? | #NAME? | #NAME? | #NAME? | #NAME? | #NAME? | #NAME? | #NAME? | #NAME? | #NAME? | #NAME? | #NAME? | #NAME? | #NAME? | #NAME? | #NAME? | #NAME? | #NAME? | #NAME? | #NAME? | #NAME? | #NAME? | #NAME? | #NAME? | #NAME? | #NAME? | #NAME? | #NAME? | #NAME? | #NAME? | #NAME? | #NAME? | #NAME? | #NAME? | #NAME? | #NAME? | #NAME? | #NAME? | #NAME? | #NAME? | #NAME? | #NAME? | #NAME? | #NAME? | #NAME? | #NAME? | #NAME? | #NAME? | #NAME? | #NAME? | #NAME? | #NAME? | #NAME? | #NAME? | #NAME? | #NAME? | #NAME? | #NAME? | #NAME? | #NAME? | #NAME? | #NAME? | #NAME? | #NAME? | #NAME? | #NAME? | #NAME? | #NAME? | #NAME? | #NAME? | #NAME? | #NAME? | #NAME? | #NAME? | #NAME? | #NAME? | #NAME? | #NAME? | #NAME? | #NAME? | #NAME? | #NAME? | #NAME? | #NAME? | #NAME? | #NAME? | #NAME? | #NAME? | #NAME? | #NAME? | #NAME? | #NAME? | #NAME? | #NAME? | #NAME? | #NAME? | #NAME? | #NAME? | #NAME? | #NAME? | #NAME? | #NAME? | #NAME? | #NAME? | #NAME? | #NAME? | #NAME? | #NAME? | #NAME? | #NAME? | #NAME? | #NAME? | #NAME? | #NAME? | #NAME? | #NAME? | #NAME? | #NAME? | #NAME? | #NAME? | #NAME? | #NAME? | #NAME? | #NAME? | #NAME? | #NAME? | #NAME? | #NAME? | #NAME? | #NAME? | #NAME? | #NAME? | #NAME? | #NAME? | #NAME? | #NAME? | #NAME? | #NAME?
(9) IRPJ / CSLL | #NAME? | #NAME? | #NAME? | #NAME? | #NAME? | #NAME? | #NAME? | #NAME? | #NAME? | #NAME? | #NAME? | #NAME? | #NAME? | #NAME? | #NAME? | #NAME? | #NAME? | #NAME? | #NAME? | #NAME? | #NAME? | #NAME? | #NAME? | #NAME? | #NAME? | #NAME? | #NAME? | #NAME? | #NAME? | #NAME? | #NAME? | #NAME? | #NAME? | #NAME? | #NAME? | #NAME? | #NAME? | #NAME? | #NAME? | #NAME? | #NAME? | #NAME? | #NAME? | #NAME? | #NAME? | #NAME? | #NAME? | #NAME? | #NAME? | #NAME? | #NAME? | #NAME? | #NAME? | #NAME? | #NAME? | #NAME? | #NAME? | #NAME? | #NAME? | #NAME? | #NAME? | #NAME? | #NAME? | #NAME? | #NAME? | #NAME? | #NAME? | #NAME? | #NAME? | #NAME? | #NAME? | #NAME? | #NAME? | #NAME? | #NAME? | #NAME? | #NAME? | #NAME? | #NAME? | #NAME? | #NAME? | #NAME? | #NAME? | #NAME? | #NAME? | #NAME? | #NAME? | #NAME? | #NAME? | #NAME? | #NAME? | #NAME? | #NAME? | #NAME? | #NAME? | #NAME? | #NAME? | #NAME? | #NAME? | #NAME? | #NAME? | #NAME? | #NAME? | #NAME? | #NAME? | #NAME? | #NAME? | #NAME? | #NAME? | #NAME? | #NAME? | #NAME? | #NAME? | #NAME? | #NAME? | #NAME? | #NAME? | #NAME? | #NAME? | #NAME? | #NAME? | #NAME? | #NAME? | #NAME? | #NAME? | #NAME? | #NAME? | #NAME? | #NAME? | #NAME? | #NAME? | #NAME? | #NAME? | #NAME? | #NAME? | #NAME? | #NAME? | #NAME? | #NAME? | #NAME? | #NAME? | #NAME? | #NAME? | #NAME? | #NAME? | #NAME? | #NAME? | #NAME? | #NAME? | #NAME? | #NAME? | #NAME? | #NAME? | #NAME? | #NAME? | #NAME? | #NAME? | #NAME? | #NAME? | #NAME? | #NAME? | #NAME? | #NAME? | #NAME? | #NAME? | #NAME? | #NAME? | #NAME? | #NAME? | #NAME? | #NAME? | #NAME? | #NAME? | #NAME? | #NAME? | #NAME? | #NAME? | #NAME? | #NAME? | #NAME? | #NAME? | #NAME? | #NAME? | #NAME? | #NAME? | #NAME? | #NAME? | #NAME? | #NAME? | #NAME? | #NAME? | #NAME? | #NAME? | #NAME? | #NAME? | #NAME? | #NAME? | #NAME? | #NAME? | #NAME? | #NAME? | #NAME? | #NAME? | #NAME? | #NAME? | #NAME? | #NAME? | #NAME? | #NAME? | #NAME? | #NAME? | #NAME? | #NAME? | #NAME? | #NAME? | #NAME?
(REF) Base de Cálculo | #NAME? | #NAME? | #NAME? | #NAME? | #NAME? | #NAME? | #NAME? | #NAME? | #NAME? | #NAME? | #NAME? | #NAME? | #NAME? | #NAME? | #NAME? | #NAME? | #NAME? | #NAME? | #NAME? | #NAME? | #NAME? | #NAME? | #NAME? | #NAME? | #NAME? | #NAME? | #NAME? | #NAME? | #NAME? | #NAME? | #NAME? | #NAME? | #NAME? | #NAME? | #NAME? | #NAME? | #NAME? | #NAME? | #NAME? | #NAME? | #NAME? | #NAME? | #NAME? | #NAME? | #NAME? | #NAME? | #NAME? | #NAME? | #NAME? | #NAME? | #NAME? | #NAME? | #NAME? | #NAME? | #NAME? | #NAME? | #NAME? | #NAME? | #NAME? | #NAME? | #NAME? | #NAME? | #NAME? | #NAME? | #NAME? | #NAME? | #NAME? | #NAME? | #NAME? | #NAME? | #NAME? | #NAME? | #NAME? | #NAME? | #NAME? | #NAME? | #NAME? | #NAME? | #NAME? | #NAME? | #NAME? | #NAME? | #NAME? | #NAME? | #NAME? | #NAME? | #NAME? | #NAME? | #NAME? | #NAME? | #NAME? | #NAME? | #NAME? | #NAME? | #NAME? | #NAME? | #NAME? | #NAME? | #NAME? | #NAME? | #NAME? | #NAME? | #NAME? | #NAME? | #NAME? | #NAME? | #NAME? | #NAME? | #NAME? | #NAME? | #NAME? | #NAME? | #NAME? | #NAME? | #NAME? | #NAME? | #NAME? | #NAME? | #NAME? | #NAME? | #NAME? | #NAME? | #NAME? | #NAME? | #NAME? | #NAME? | #NAME? | #NAME? | #NAME? | #NAME? | #NAME? | #NAME? | #NAME? | #NAME? | #NAME? | #NAME? | #NAME? | #NAME? | #NAME? | #NAME? | #NAME? | #NAME? | #NAME? | #NAME? | #NAME? | #NAME? | #NAME? | #NAME? | #NAME? | #NAME? | #NAME? | #NAME? | #NAME? | #NAME? | #NAME? | #NAME? | #NAME? | #NAME? | #NAME? | #NAME? | #NAME? | #NAME? | #NAME? | #NAME? | #NAME? | #NAME? | #NAME? | #NAME? | #NAME? | #NAME? | #NAME? | #NAME? | #NAME? | #NAME? | #NAME? | #NAME? | #NAME? | #NAME? | #NAME? | #NAME? | #NAME? | #NAME? | #NAME? | #NAME? | #NAME? | #NAME? | #NAME? | #NAME? | #NAME? | #NAME? | #NAME? | #NAME? | #NAME? | #NAME? | #NAME? | #NAME? | #NAME? | #NAME? | #NAME? | #NAME? | #NAME? | #NAME? | #NAME? | #NAME? | #NAME? | #NAME? | #NAME? | #NAME? | #NAME? | #NAME? | #NAME? | #NAME? | #NAME? | #NAME? | #NAME? | #NAME?
(+) IRPJ | #NAME? | #NAME? | #NAME? | #NAME? | #NAME? | #NAME? | #NAME? | #NAME? | #NAME? | #NAME? | #NAME? | #NAME? | #NAME? | #NAME? | #NAME? | #NAME? | #NAME? | #NAME? | #NAME? | #NAME? | #NAME? | #NAME? | #NAME? | #NAME? | #NAME? | #NAME? | #NAME? | #NAME? | #NAME? | #NAME? | #NAME? | #NAME? | #NAME? | #NAME? | #NAME? | #NAME? | #NAME? | #NAME? | #NAME? | #NAME? | #NAME? | #NAME? | #NAME? | #NAME? | #NAME? | #NAME? | #NAME? | #NAME? | #NAME? | #NAME? | #NAME? | #NAME? | #NAME? | #NAME? | #NAME? | #NAME? | #NAME? | #NAME? | #NAME? | #NAME? | #NAME? | #NAME? | #NAME? | #NAME? | #NAME? | #NAME? | #NAME? | #NAME? | #NAME? | #NAME? | #NAME? | #NAME? | #NAME? | #NAME? | #NAME? | #NAME? | #NAME? | #NAME? | #NAME? | #NAME? | #NAME? | #NAME? | #NAME? | #NAME? | #NAME? | #NAME? | #NAME? | #NAME? | #NAME? | #NAME? | #NAME? | #NAME? | #NAME? | #NAME? | #NAME? | #NAME? | #NAME? | #NAME? | #NAME? | #NAME? | #NAME? | #NAME? | #NAME? | #NAME? | #NAME? | #NAME? | #NAME? | #NAME? | #NAME? | #NAME? | #NAME? | #NAME? | #NAME? | #NAME? | #NAME? | #NAME? | #NAME? | #NAME? | #NAME? | #NAME? | #NAME? | #NAME? | #NAME? | #NAME? | #NAME? | #NAME? | #NAME? | #NAME? | #NAME? | #NAME? | #NAME? | #NAME? | #NAME? | #NAME? | #NAME? | #NAME? | #NAME? | #NAME? | #NAME? | #NAME? | #NAME? | #NAME? | #NAME? | #NAME? | #NAME? | #NAME? | #NAME? | #NAME? | #NAME? | #NAME? | #NAME? | #NAME? | #NAME? | #NAME? | #NAME? | #NAME? | #NAME? | #NAME? | #NAME? | #NAME? | #NAME? | #NAME? | #NAME? | #NAME? | #NAME? | #NAME? | #NAME? | #NAME? | #NAME? | #NAME? | #NAME? | #NAME? | #NAME? | #NAME? | #NAME? | #NAME? | #NAME? | #NAME? | #NAME? | #NAME? | #NAME? | #NAME? | #NAME? | #NAME? | #NAME? | #NAME? | #NAME? | #NAME? | #NAME? | #NAME? | #NAME? | #NAME? | #NAME? | #NAME? | #NAME? | #NAME? | #NAME? | #NAME? | #NAME? | #NAME? | #NAME? | #NAME? | #NAME? | #NAME? | #NAME? | #NAME? | #NAME? | #NAME? | #NAME? | #NAME? | #NAME? | #NAME? | #NAME? | #NAME? | #NAME? | #NAME?
(+) CSLL | #NAME? | #NAME? | #NAME? | #NAME? | #NAME? | #NAME? | #NAME? | #NAME? | #NAME? | #NAME? | #NAME? | #NAME? | #NAME? | #NAME? | #NAME? | #NAME? | #NAME? | #NAME? | #NAME? | #NAME? | #NAME? | #NAME? | #NAME? | #NAME? | #NAME? | #NAME? | #NAME? | #NAME? | #NAME? | #NAME? | #NAME? | #NAME? | #NAME? | #NAME? | #NAME? | #NAME? | #NAME? | #NAME? | #NAME? | #NAME? | #NAME? | #NAME? | #NAME? | #NAME? | #NAME? | #NAME? | #NAME? | #NAME? | #NAME? | #NAME? | #NAME? | #NAME? | #NAME? | #NAME? | #NAME? | #NAME? | #NAME? | #NAME? | #NAME? | #NAME? | #NAME? | #NAME? | #NAME? | #NAME? | #NAME? | #NAME? | #NAME? | #NAME? | #NAME? | #NAME? | #NAME? | #NAME? | #NAME? | #NAME? | #NAME? | #NAME? | #NAME? | #NAME? | #NAME? | #NAME? | #NAME? | #NAME? | #NAME? | #NAME? | #NAME? | #NAME? | #NAME? | #NAME? | #NAME? | #NAME? | #NAME? | #NAME? | #NAME? | #NAME? | #NAME? | #NAME? | #NAME? | #NAME? | #NAME? | #NAME? | #NAME? | #NAME? | #NAME? | #NAME? | #NAME? | #NAME? | #NAME? | #NAME? | #NAME? | #NAME? | #NAME? | #NAME? | #NAME? | #NAME? | #NAME? | #NAME? | #NAME? | #NAME? | #NAME? | #NAME? | #NAME? | #NAME? | #NAME? | #NAME? | #NAME? | #NAME? | #NAME? | #NAME? | #NAME? | #NAME? | #NAME? | #NAME? | #NAME? | #NAME? | #NAME? | #NAME? | #NAME? | #NAME? | #NAME? | #NAME? | #NAME? | #NAME? | #NAME? | #NAME? | #NAME? | #NAME? | #NAME? | #NAME? | #NAME? | #NAME? | #NAME? | #NAME? | #NAME? | #NAME? | #NAME? | #NAME? | #NAME? | #NAME? | #NAME? | #NAME? | #NAME? | #NAME? | #NAME? | #NAME? | #NAME? | #NAME? | #NAME? | #NAME? | #NAME? | #NAME? | #NAME? | #NAME? | #NAME? | #NAME? | #NAME? | #NAME? | #NAME? | #NAME? | #NAME? | #NAME? | #NAME? | #NAME? | #NAME? | #NAME? | #NAME? | #NAME? | #NAME? | #NAME? | #NAME? | #NAME? | #NAME? | #NAME? | #NAME? | #NAME? | #NAME? | #NAME? | #NAME? | #NAME? | #NAME? | #NAME? | #NAME? | #NAME? | #NAME? | #NAME? | #NAME? | #NAME? | #NAME? | #NAME? | #NAME? | #NAME? | #NAME? | #NAME? | #NAME? | #NAME? | #NAME? | #NAME?
(10) LUCRO LÍQUIDO (8-9) | #NAME? | #NAME? | #NAME? | #NAME? | #NAME? | #NAME? | #NAME? | #NAME? | #NAME? | #NAME? | #NAME? | #NAME? | #NAME? | #NAME? | #NAME? | #NAME? | #NAME? | #NAME? | #NAME? | #NAME? | #NAME? | #NAME? | #NAME? | #NAME? | #NAME? | #NAME? | #NAME? | #NAME? | #NAME? | #NAME? | #NAME? | #NAME? | #NAME? | #NAME? | #NAME? | #NAME? | #NAME? | #NAME? | #NAME? | #NAME? | #NAME? | #NAME? | #NAME? | #NAME? | #NAME? | #NAME? | #NAME? | #NAME? | #NAME? | #NAME? | #NAME? | #NAME? | #NAME? | #NAME? | #NAME? | #NAME? | #NAME? | #NAME? | #NAME? | #NAME? | #NAME? | #NAME? | #NAME? | #NAME? | #NAME? | #NAME? | #NAME? | #NAME? | #NAME? | #NAME? | #NAME? | #NAME? | #NAME? | #NAME? | #NAME? | #NAME? | #NAME? | #NAME? | #NAME? | #NAME? | #NAME? | #NAME? | #NAME? | #NAME? | #NAME? | #NAME? | #NAME? | #NAME? | #NAME? | #NAME? | #NAME? | #NAME? | #NAME? | #NAME? | #NAME? | #NAME? | #NAME? | #NAME? | #NAME? | #NAME? | #NAME? | #NAME? | #NAME? | #NAME? | #NAME? | #NAME? | #NAME? | #NAME? | #NAME? | #NAME? | #NAME? | #NAME? | #NAME? | #NAME? | #NAME? | #NAME? | #NAME? | #NAME? | #NAME? | #NAME? | #NAME? | #NAME? | #NAME? | #NAME? | #NAME? | #NAME? | #NAME? | #NAME? | #NAME? | #NAME? | #NAME? | #NAME? | #NAME? | #NAME? | #NAME? | #NAME? | #NAME? | #NAME? | #NAME? | #NAME? | #NAME? | #NAME? | #NAME? | #NAME? | #NAME? | #NAME? | #NAME? | #NAME? | #NAME? | #NAME? | #NAME? | #NAME? | #NAME? | #NAME? | #NAME? | #NAME? | #NAME? | #NAME? | #NAME? | #NAME? | #NAME? | #NAME? | #NAME? | #NAME? | #NAME? | #NAME? | #NAME? | #NAME? | #NAME? | #NAME? | #NAME? | #NAME? | #NAME? | #NAME? | #NAME? | #NAME? | #NAME? | #NAME? | #NAME? | #NAME? | #NAME? | #NAME? | #NAME? | #NAME? | #NAME? | #NAME? | #NAME? | #NAME? | #NAME? | #NAME? | #NAME? | #NAME? | #NAME? | #NAME? | #NAME? | #NAME? | #NAME? | #NAME? | #NAME? | #NAME? | #NAME? | #NAME? | #NAME? | #NAME? | #NAME? | #NAME? | #NAME? | #NAME? | #NAME? | #NAME? | #NAME? | #NAME? | #NAME? | #NAME? | #NAME? | #NAME?
(11) CAPEX | 0 | 0 | 0 | 0 | 0 | 0 | 0 | 0 | 0 | 0 | 0 | 0 | 0 | 0 | 0 | 0 | 0 | 0 | 0 | 0 | 0 | 0 | 0 | 0 | 0 | 0 | 0 | 0 | 0 | 0 | 0 | 0 | 0 | 0 | 0 | 0 | 0 | 0 | 0 | 0 | 0 | 0 | 0 | 0 | 0 | 0 | 0 | 0 | 0 | 0 | 0 | 0 | 0 | 0 | 0 | 0 | 0 | 0 | 0 | 0 | 0 | 0 | 0 | 0 | 0 | 0 | 0 | 0 | 0 | 0 | 0 | 0 | 0 | 0 | 0 | 0 | 0 | 0 | 0 | 0 | 0 | 0 | 0 | 0 | 0 | 0 | 0 | 0 | 0 | 0 | 0 | 0 | 0 | 0 | 0 | 0 | 0 | 0 | 0 | 0 | 0 | 0 | 0 | 0 | 0 | 0 | 0 | 0 | 0 | 0 | 0 | 0 | 0 | 0 | 0 | 0 | 0 | 0 | 0 | 0 | 0 | 0 | 0 | 0 | 0 | 0 | 0 | 0 | 0 | 0 | 0 | 0 | 0 | 0 | 0 | 0 | 0 | 0 | 0 | 0 | 0 | 0 | 0 | 0 | 0 | 0 | 0 | 0 | 0 | 0 | 0 | 0 | 0 | 0 | 0 | 0 | 0 | 0 | 0 | 0 | 0 | 0 | 0 | 0 | 0 | 0 | 0 | 0 | 0 | 0 | 0 | 0 | 0 | 0 | 0 | 0 | 0 | 0 | 0 | 0 | 0 | 0 | 0 | 0 | 0 | 0 | 0 | 0 | 0 | 0 | 0 | 0 | 0 | 0 | 0 | 0 | 0 | 0 | 0 | 0 | 0 | 0 | 0 | 0 | 0 | 0 | 0 | 0 | 0 | 0 | 0 | 0 | 0 | 0 | 0 | 0
Fase 0 - Despesas Pré-operacionais | 0 | 0 | 0 | 0 | 0 | 0 | 0 | 0 | 0 | 0 | 0 | 0 | 0 | 0 | 0 | 0 | 0 | 0 | 0 | 0 | 0 | 0 | 0 | 0 | 0 | 0 | 0 | 0 | 0 | 0 | 0 | 0 | 0 | 0 | 0 | 0 | 0 | 0 | 0 | 0 | 0 | 0 | 0 | 0 | 0 | 0 | 0 | 0 | 0 | 0 | 0 | 0 | 0 | 0 | 0 | 0 | 0 | 0 | 0 | 0 | 0 | 0 | 0 | 0 | 0 | 0 | 0 | 0 | 0 | 0 | 0 | 0 | 0 | 0 | 0 | 0 | 0 | 0 | 0 | 0 | 0 | 0 | 0 | 0 | 0 | 0 | 0 | 0 | 0 | 0 | 0 | 0 | 0 | 0 | 0 | 0 | 0 | 0 | 0 | 0 | 0 | 0 | 0 | 0 | 0 | 0 | 0 | 0 | 0 | 0 | 0 | 0 | 0 | 0 | 0 | 0 | 0 | 0 | 0 | 0 | 0 | 0 | 0 | 0 | 0 | 0 | 0 | 0 | 0 | 0 | 0 | 0 | 0 | 0 | 0 | 0 | 0 | 0 | 0 | 0 | 0 | 0 | 0 | 0 | 0 | 0 | 0 | 0 | 0 | 0 | 0 | 0 | 0 | 0 | 0 | 0 | 0 | 0 | 0 | 0 | 0 | 0 | 0 | 0 | 0 | 0 | 0 | 0 | 0 | 0 | 0 | 0 | 0 | 0 | 0 | 0 | 0 | 0 | 0 | 0 | 0 | 0 | 0 | 0 | 0 | 0 | 0 | 0 | 0 | 0 | 0 | 0 | 0 | 0 | 0 | 0 | 0 | 0 | 0 | 0 | 0 | 0 | 0 | 0 | 0 | 0 | 0 | 0 | 0 | 0 | 0 | 0 | 0 | 0 | 0 | 0
Fase 1 - Investimento para reforma do(s) Imóvel(is) | 0 | 0 | 0 | 0 | 0 | 0 | 0 | 0 | 0 | 0 | 0 | 0 | 0 | 0 | 0 | 0 | 0 | 0 | 0 | 0 | 0 | 0 | 0 | 0 | 0 | 0 | 0 | 0 | 0 | 0 | 0 | 0 | 0 | 0 | 0 | 0 | 0 | 0 | 0 | 0 | 0 | 0 | 0 | 0 | 0 | 0 | 0 | 0 | 0 | 0 | 0 | 0 | 0 | 0 | 0 | 0 | 0 | 0 | 0 | 0 | 0 | 0 | 0 | 0 | 0 | 0 | 0 | 0 | 0 | 0 | 0 | 0 | 0 | 0 | 0 | 0 | 0 | 0 | 0 | 0 | 0 | 0 | 0 | 0 | 0 | 0 | 0 | 0 | 0 | 0 | 0 | 0 | 0 | 0 | 0 | 0 | 0 | 0 | 0 | 0 | 0 | 0 | 0 | 0 | 0 | 0 | 0 | 0 | 0 | 0 | 0 | 0 | 0 | 0 | 0 | 0 | 0 | 0 | 0 | 0 | 0 | 0 | 0 | 0 | 0 | 0 | 0 | 0 | 0 | 0 | 0 | 0 | 0 | 0 | 0 | 0 | 0 | 0 | 0 | 0 | 0 | 0 | 0 | 0 | 0 | 0 | 0 | 0 | 0 | 0 | 0 | 0 | 0 | 0 | 0 | 0 | 0 | 0 | 0 | 0 | 0 | 0 | 0 | 0 | 0 | 0 | 0 | 0 | 0 | 0 | 0 | 0 | 0 | 0 | 0 | 0 | 0 | 0 | 0 | 0 | 0 | 0 | 0 | 0 | 0 | 0 | 0 | 0 | 0 | 0 | 0 | 0 | 0 | 0 | 0 | 0 | 0 | 0 | 0 | 0 | 0 | 0 | 0 | 0 | 0 | 0 | 0 | 0 | 0 | 0 | 0 | 0 | 0 | 0 | 0 | 0
Fase 1 - Mobiliário, Computadores e periféricos | 0 | 0 | 0 | 0 | 0 | 0 | 0 | 0 | 0 | 0 | 0 | 0 | 0 | 0 | 0 | 0 | 0 | 0 | 0 | 0 | 0 | 0 | 0 | 0 | 0 | 0 | 0 | 0 | 0 | 0 | 0 | 0 | 0 | 0 | 0 | 0 | 0 | 0 | 0 | 0 | 0 | 0 | 0 | 0 | 0 | 0 | 0 | 0 | 0 | 0 | 0 | 0 | 0 | 0 | 0 | 0 | 0 | 0 | 0 | 0 | 0 | 0 | 0 | 0 | 0 | 0 | 0 | 0 | 0 | 0 | 0 | 0 | 0 | 0 | 0 | 0 | 0 | 0 | 0 | 0 | 0 | 0 | 0 | 0 | 0 | 0 | 0 | 0 | 0 | 0 | 0 | 0 | 0 | 0 | 0 | 0 | 0 | 0 | 0 | 0 | 0 | 0 | 0 | 0 | 0 | 0 | 0 | 0 | 0 | 0 | 0 | 0 | 0 | 0 | 0 | 0 | 0 | 0 | 0 | 0 | 0 | 0 | 0 | 0 | 0 | 0 | 0 | 0 | 0 | 0 | 0 | 0 | 0 | 0 | 0 | 0 | 0 | 0 | 0 | 0 | 0 | 0 | 0 | 0 | 0 | 0 | 0 | 0 | 0 | 0 | 0 | 0 | 0 | 0 | 0 | 0 | 0 | 0 | 0 | 0 | 0 | 0 | 0 | 0 | 0 | 0 | 0 | 0 | 0 | 0 | 0 | 0 | 0 | 0 | 0 | 0 | 0 | 0 | 0 | 0 | 0 | 0 | 0 | 0 | 0 | 0 | 0 | 0 | 0 | 0 | 0 | 0 | 0 | 0 | 0 | 0 | 0 | 0 | 0 | 0 | 0 | 0 | 0 | 0 | 0 | 0 | 0 | 0 | 0 | 0 | 0 | 0 | 0 | 0 | 0 | 0
Fase 1 - Sistemas e Projetos | 0 | 0 | 0 | 0 | 0 | 0 | 0 | 0 | 0 | 0 | 0 | 0 | 0 | 0 | 0 | 0 | 0 | 0 | 0 | 0 | 0 | 0 | 0 | 0 | 0 | 0 | 0 | 0 | 0 | 0 | 0 | 0 | 0 | 0 | 0 | 0 | 0 | 0 | 0 | 0 | 0 | 0 | 0 | 0 | 0 | 0 | 0 | 0 | 0 | 0 | 0 | 0 | 0 | 0 | 0 | 0 | 0 | 0 | 0 | 0 | 0 | 0 | 0 | 0 | 0 | 0 | 0 | 0 | 0 | 0 | 0 | 0 | 0 | 0 | 0 | 0 | 0 | 0 | 0 | 0 | 0 | 0 | 0 | 0 | 0 | 0 | 0 | 0 | 0 | 0 | 0 | 0 | 0 | 0 | 0 | 0 | 0 | 0 | 0 | 0 | 0 | 0 | 0 | 0 | 0 | 0 | 0 | 0 | 0 | 0 | 0 | 0 | 0 | 0 | 0 | 0 | 0 | 0 | 0 | 0 | 0 | 0 | 0 | 0 | 0 | 0 | 0 | 0 | 0 | 0 | 0 | 0 | 0 | 0 | 0 | 0 | 0 | 0 | 0 | 0 | 0 | 0 | 0 | 0 | 0 | 0 | 0 | 0 | 0 | 0 | 0 | 0 | 0 | 0 | 0 | 0 | 0 | 0 | 0 | 0 | 0 | 0 | 0 | 0 | 0 | 0 | 0 | 0 | 0 | 0 | 0 | 0 | 0 | 0 | 0 | 0 | 0 | 0 | 0 | 0 | 0 | 0 | 0 | 0 | 0 | 0 | 0 | 0 | 0 | 0 | 0 | 0 | 0 | 0 | 0 | 0 | 0 | 0 | 0 | 0 | 0 | 0 | 0 | 0 | 0 | 0 | 0 | 0 | 0 | 0 | 0 | 0 | 0 | 0 | 0 | 0
Fase 2 - Iluminação de Festividades | 0 | 0 | 0 | 0 | 0 | 0 | 0 | 0 | 0 | 0 | 0 | 0 | 0 | 0 | 0 | 0 | 0 | 0 | 0 | 0 | 0 | 0 | 0 | 0 | 0 | 0 | 0 | 0 | 0 | 0 | 0 | 0 | 0 | 0 | 0 | 0 | 0 | 0 | 0 | 0 | 0 | 0 | 0 | 0 | 0 | 0 | 0 | 0 | 0 | 0 | 0 | 0 | 0 | 0 | 0 | 0 | 0 | 0 | 0 | 0 | 0 | 0 | 0 | 0 | 0 | 0 | 0 | 0 | 0 | 0 | 0 | 0 | 0 | 0 | 0 | 0 | 0 | 0 | 0 | 0 | 0 | 0 | 0 | 0 | 0 | 0 | 0 | 0 | 0 | 0 | 0 | 0 | 0 | 0 | 0 | 0 | 0 | 0 | 0 | 0 | 0 | 0 | 0 | 0 | 0 | 0 | 0 | 0 | 0 | 0 | 0 | 0 | 0 | 0 | 0 | 0 | 0 | 0 | 0 | 0 | 0 | 0 | 0 | 0 | 0 | 0 | 0 | 0 | 0 | 0 | 0 | 0 | 0 | 0 | 0 | 0 | 0 | 0 | 0 | 0 | 0 | 0 | 0 | 0 | 0 | 0 | 0 | 0 | 0 | 0 | 0 | 0 | 0 | 0 | 0 | 0 | 0 | 0 | 0 | 0 | 0 | 0 | 0 | 0 | 0 | 0 | 0 | 0 | 0 | 0 | 0 | 0 | 0 | 0 | 0 | 0 | 0 | 0 | 0 | 0 | 0 | 0 | 0 | 0 | 0 | 0 | 0 | 0 | 0 | 0 | 0 | 0 | 0 | 0 | 0 | 0 | 0 | 0 | 0 | 0 | 0 | 0 | 0 | 0 | 0 | 0 | 0 | 0 | 0 | 0 | 0 | 0 | 0 | 0 | 0 | 0
Fase 2 - Iluminação Viária (V4/V5) Exclusivos | 0 | 0 | 0 | 0 | 0 | 0 | 0 | 0 | 0 | 0 | 0 | 0 | 0 | 0 | 0 | 0 | 0 | 0 | 0 | 0 | 0 | 0 | 0 | 0 | 0 | 0 | 0 | 0 | 0 | 0 | 0 | 0 | 0 | 0 | 0 | 0 | 0 | 0 | 0 | 0 | 0 | 0 | 0 | 0 | 0 | 0 | 0 | 0 | 0 | 0 | 0 | 0 | 0 | 0 | 0 | 0 | 0 | 0 | 0 | 0 | 0 | 0 | 0 | 0 | 0 | 0 | 0 | 0 | 0 | 0 | 0 | 0 | 0 | 0 | 0 | 0 | 0 | 0 | 0 | 0 | 0 | 0 | 0 | 0 | 0 | 0 | 0 | 0 | 0 | 0 | 0 | 0 | 0 | 0 | 0 | 0 | 0 | 0 | 0 | 0 | 0 | 0 | 0 | 0 | 0 | 0 | 0 | 0 | 0 | 0 | 0 | 0 | 0 | 0 | 0 | 0 | 0 | 0 | 0 | 0 | 0 | 0 | 0 | 0 | 0 | 0 | 0 | 0 | 0 | 0 | 0 | 0 | 0 | 0 | 0 | 0 | 0 | 0 | 0 | 0 | 0 | 0 | 0 | 0 | 0 | 0 | 0 | 0 | 0 | 0 | 0 | 0 | 0 | 0 | 0 | 0 | 0 | 0 | 0 | 0 | 0 | 0 | 0 | 0 | 0 | 0 | 0 | 0 | 0 | 0 | 0 | 0 | 0 | 0 | 0 | 0 | 0 | 0 | 0 | 0 | 0 | 0 | 0 | 0 | 0 | 0 | 0 | 0 | 0 | 0 | 0 | 0 | 0 | 0 | 0 | 0 | 0 | 0 | 0 | 0 | 0 | 0 | 0 | 0 | 0 | 0 | 0 | 0 | 0 | 0 | 0 | 0 | 0 | 0 | 0 | 0
Fase 2 - Iluminação Viária (V1...V3) Exclusivos | 0 | 0 | 0 | 0 | 0 | 0 | 0 | 0 | 0 | 0 | 0 | 0 | 0 | 0 | 0 | 0 | 0 | 0 | 0 | 0 | 0 | 0 | 0 | 0 | 0 | 0 | 0 | 0 | 0 | 0 | 0 | 0 | 0 | 0 | 0 | 0 | 0 | 0 | 0 | 0 | 0 | 0 | 0 | 0 | 0 | 0 | 0 | 0 | 0 | 0 | 0 | 0 | 0 | 0 | 0 | 0 | 0 | 0 | 0 | 0 | 0 | 0 | 0 | 0 | 0 | 0 | 0 | 0 | 0 | 0 | 0 | 0 | 0 | 0 | 0 | 0 | 0 | 0 | 0 | 0 | 0 | 0 | 0 | 0 | 0 | 0 | 0 | 0 | 0 | 0 | 0 | 0 | 0 | 0 | 0 | 0 | 0 | 0 | 0 | 0 | 0 | 0 | 0 | 0 | 0 | 0 | 0 | 0 | 0 | 0 | 0 | 0 | 0 | 0 | 0 | 0 | 0 | 0 | 0 | 0 | 0 | 0 | 0 | 0 | 0 | 0 | 0 | 0 | 0 | 0 | 0 | 0 | 0 | 0 | 0 | 0 | 0 | 0 | 0 | 0 | 0 | 0 | 0 | 0 | 0 | 0 | 0 | 0 | 0 | 0 | 0 | 0 | 0 | 0 | 0 | 0 | 0 | 0 | 0 | 0 | 0 | 0 | 0 | 0 | 0 | 0 | 0 | 0 | 0 | 0 | 0 | 0 | 0 | 0 | 0 | 0 | 0 | 0 | 0 | 0 | 0 | 0 | 0 | 0 | 0 | 0 | 0 | 0 | 0 | 0 | 0 | 0 | 0 | 0 | 0 | 0 | 0 | 0 | 0 | 0 | 0 | 0 | 0 | 0 | 0 | 0 | 0 | 0 | 0 | 0 | 0 | 0 | 0 | 0 | 0 | 0
Fase 2 - Iluminação Viária (V4/V5) Compartilhados | 0 | 0 | 0 | 0 | 0 | 0 | 0 | 0 | 0 | 0 | 0 | 0 | 0 | 0 | 0 | 0 | 0 | 0 | 0 | 0 | 0 | 0 | 0 | 0 | 0 | 0 | 0 | 0 | 0 | 0 | 0 | 0 | 0 | 0 | 0 | 0 | 0 | 0 | 0 | 0 | 0 | 0 | 0 | 0 | 0 | 0 | 0 | 0 | 0 | 0 | 0 | 0 | 0 | 0 | 0 | 0 | 0 | 0 | 0 | 0 | 0 | 0 | 0 | 0 | 0 | 0 | 0 | 0 | 0 | 0 | 0 | 0 | 0 | 0 | 0 | 0 | 0 | 0 | 0 | 0 | 0 | 0 | 0 | 0 | 0 | 0 | 0 | 0 | 0 | 0 | 0 | 0 | 0 | 0 | 0 | 0 | 0 | 0 | 0 | 0 | 0 | 0 | 0 | 0 | 0 | 0 | 0 | 0 | 0 | 0 | 0 | 0 | 0 | 0 | 0 | 0 | 0 | 0 | 0 | 0 | 0 | 0 | 0 | 0 | 0 | 0 | 0 | 0 | 0 | 0 | 0 | 0 | 0 | 0 | 0 | 0 | 0 | 0 | 0 | 0 | 0 | 0 | 0 | 0 | 0 | 0 | 0 | 0 | 0 | 0 | 0 | 0 | 0 | 0 | 0 | 0 | 0 | 0 | 0 | 0 | 0 | 0 | 0 | 0 | 0 | 0 | 0 | 0 | 0 | 0 | 0 | 0 | 0 | 0 | 0 | 0 | 0 | 0 | 0 | 0 | 0 | 0 | 0 | 0 | 0 | 0 | 0 | 0 | 0 | 0 | 0 | 0 | 0 | 0 | 0 | 0 | 0 | 0 | 0 | 0 | 0 | 0 | 0 | 0 | 0 | 0 | 0 | 0 | 0 | 0 | 0 | 0 | 0 | 0 | 0 | 0
Fase 2 - Iluminação Viária (V1...V3) Compartilhados | 0 | 0 | 0 | 0 | 0 | 0 | 0 | 0 | 0 | 0 | 0 | 0 | 0 | 0 | 0 | 0 | 0 | 0 | 0 | 0 | 0 | 0 | 0 | 0 | 0 | 0 | 0 | 0 | 0 | 0 | 0 | 0 | 0 | 0 | 0 | 0 | 0 | 0 | 0 | 0 | 0 | 0 | 0 | 0 | 0 | 0 | 0 | 0 | 0 | 0 | 0 | 0 | 0 | 0 | 0 | 0 | 0 | 0 | 0 | 0 | 0 | 0 | 0 | 0 | 0 | 0 | 0 | 0 | 0 | 0 | 0 | 0 | 0 | 0 | 0 | 0 | 0 | 0 | 0 | 0 | 0 | 0 | 0 | 0 | 0 | 0 | 0 | 0 | 0 | 0 | 0 | 0 | 0 | 0 | 0 | 0 | 0 | 0 | 0 | 0 | 0 | 0 | 0 | 0 | 0 | 0 | 0 | 0 | 0 | 0 | 0 | 0 | 0 | 0 | 0 | 0 | 0 | 0 | 0 | 0 | 0 | 0 | 0 | 0 | 0 | 0 | 0 | 0 | 0 | 0 | 0 | 0 | 0 | 0 | 0 | 0 | 0 | 0 | 0 | 0 | 0 | 0 | 0 | 0 | 0 | 0 | 0 | 0 | 0 | 0 | 0 | 0 | 0 | 0 | 0 | 0 | 0 | 0 | 0 | 0 | 0 | 0 | 0 | 0 | 0 | 0 | 0 | 0 | 0 | 0 | 0 | 0 | 0 | 0 | 0 | 0 | 0 | 0 | 0 | 0 | 0 | 0 | 0 | 0 | 0 | 0 | 0 | 0 | 0 | 0 | 0 | 0 | 0 | 0 | 0 | 0 | 0 | 0 | 0 | 0 | 0 | 0 | 0 | 0 | 0 | 0 | 0 | 0 | 0 | 0 | 0 | 0 | 0 | 0 | 0 | 0
Fase 2 - Iluminação EPL | 0 | 0 | 0 | 0 | 0 | 0 | 0 | 0 | 0 | 0 | 0 | 0 | 0 | 0 | 0 | 0 | 0 | 0 | 0 | 0 | 0 | 0 | 0 | 0 | 0 | 0 | 0 | 0 | 0 | 0 | 0 | 0 | 0 | 0 | 0 | 0 | 0 | 0 | 0 | 0 | 0 | 0 | 0 | 0 | 0 | 0 | 0 | 0 | 0 | 0 | 0 | 0 | 0 | 0 | 0 | 0 | 0 | 0 | 0 | 0 | 0 | 0 | 0 | 0 | 0 | 0 | 0 | 0 | 0 | 0 | 0 | 0 | 0 | 0 | 0 | 0 | 0 | 0 | 0 | 0 | 0 | 0 | 0 | 0 | 0 | 0 | 0 | 0 | 0 | 0 | 0 | 0 | 0 | 0 | 0 | 0 | 0 | 0 | 0 | 0 | 0 | 0 | 0 | 0 | 0 | 0 | 0 | 0 | 0 | 0 | 0 | 0 | 0 | 0 | 0 | 0 | 0 | 0 | 0 | 0 | 0 | 0 | 0 | 0 | 0 | 0 | 0 | 0 | 0 | 0 | 0 | 0 | 0 | 0 | 0 | 0 | 0 | 0 | 0 | 0 | 0 | 0 | 0 | 0 | 0 | 0 | 0 | 0 | 0 | 0 | 0 | 0 | 0 | 0 | 0 | 0 | 0 | 0 | 0 | 0 | 0 | 0 | 0 | 0 | 0 | 0 | 0 | 0 | 0 | 0 | 0 | 0 | 0 | 0 | 0 | 0 | 0 | 0 | 0 | 0 | 0 | 0 | 0 | 0 | 0 | 0 | 0 | 0 | 0 | 0 | 0 | 0 | 0 | 0 | 0 | 0 | 0 | 0 | 0 | 0 | 0 | 0 | 0 | 0 | 0 | 0 | 0 | 0 | 0 | 0 | 0 | 0 | 0 | 0 | 0 | 0
Fase 2 - Iluminação FTP | 0 | 0 | 0 | 0 | 0 | 0 | 0 | 0 | 0 | 0 | 0 | 0 | 0 | 0 | 0 | 0 | 0 | 0 | 0 | 0 | 0 | 0 | 0 | 0 | 0 | 0 | 0 | 0 | 0 | 0 | 0 | 0 | 0 | 0 | 0 | 0 | 0 | 0 | 0 | 0 | 0 | 0 | 0 | 0 | 0 | 0 | 0 | 0 | 0 | 0 | 0 | 0 | 0 | 0 | 0 | 0 | 0 | 0 | 0 | 0 | 0 | 0 | 0 | 0 | 0 | 0 | 0 | 0 | 0 | 0 | 0 | 0 | 0 | 0 | 0 | 0 | 0 | 0 | 0 | 0 | 0 | 0 | 0 | 0 | 0 | 0 | 0 | 0 | 0 | 0 | 0 | 0 | 0 | 0 | 0 | 0 | 0 | 0 | 0 | 0 | 0 | 0 | 0 | 0 | 0 | 0 | 0 | 0 | 0 | 0 | 0 | 0 | 0 | 0 | 0 | 0 | 0 | 0 | 0 | 0 | 0 | 0 | 0 | 0 | 0 | 0 | 0 | 0 | 0 | 0 | 0 | 0 | 0 | 0 | 0 | 0 | 0 | 0 | 0 | 0 | 0 | 0 | 0 | 0 | 0 | 0 | 0 | 0 | 0 | 0 | 0 | 0 | 0 | 0 | 0 | 0 | 0 | 0 | 0 | 0 | 0 | 0 | 0 | 0 | 0 | 0 | 0 | 0 | 0 | 0 | 0 | 0 | 0 | 0 | 0 | 0 | 0 | 0 | 0 | 0 | 0 | 0 | 0 | 0 | 0 | 0 | 0 | 0 | 0 | 0 | 0 | 0 | 0 | 0 | 0 | 0 | 0 | 0 | 0 | 0 | 0 | 0 | 0 | 0 | 0 | 0 | 0 | 0 | 0 | 0 | 0 | 0 | 0 | 0 | 0 | 0
Fase 2 - Iluminação Ciclovia | 0 | 0 | 0 | 0 | 0 | 0 | 0 | 0 | 0 | 0 | 0 | 0 | 0 | 0 | 0 | 0 | 0 | 0 | 0 | 0 | 0 | 0 | 0 | 0 | 0 | 0 | 0 | 0 | 0 | 0 | 0 | 0 | 0 | 0 | 0 | 0 | 0 | 0 | 0 | 0 | 0 | 0 | 0 | 0 | 0 | 0 | 0 | 0 | 0 | 0 | 0 | 0 | 0 | 0 | 0 | 0 | 0 | 0 | 0 | 0 | 0 | 0 | 0 | 0 | 0 | 0 | 0 | 0 | 0 | 0 | 0 | 0 | 0 | 0 | 0 | 0 | 0 | 0 | 0 | 0 | 0 | 0 | 0 | 0 | 0 | 0 | 0 | 0 | 0 | 0 | 0 | 0 | 0 | 0 | 0 | 0 | 0 | 0 | 0 | 0 | 0 | 0 | 0 | 0 | 0 | 0 | 0 | 0 | 0 | 0 | 0 | 0 | 0 | 0 | 0 | 0 | 0 | 0 | 0 | 0 | 0 | 0 | 0 | 0 | 0 | 0 | 0 | 0 | 0 | 0 | 0 | 0 | 0 | 0 | 0 | 0 | 0 | 0 | 0 | 0 | 0 | 0 | 0 | 0 | 0 | 0 | 0 | 0 | 0 | 0 | 0 | 0 | 0 | 0 | 0 | 0 | 0 | 0 | 0 | 0 | 0 | 0 | 0 | 0 | 0 | 0 | 0 | 0 | 0 | 0 | 0 | 0 | 0 | 0 | 0 | 0 | 0 | 0 | 0 | 0 | 0 | 0 | 0 | 0 | 0 | 0 | 0 | 0 | 0 | 0 | 0 | 0 | 0 | 0 | 0 | 0 | 0 | 0 | 0 | 0 | 0 | 0 | 0 | 0 | 0 | 0 | 0 | 0 | 0 | 0 | 0 | 0 | 0 | 0 | 0 | 0
Fase 2 - Iluminação Especial | 0 | 0 | 0 | 0 | 0 | 0 | 0 | 0 | 0 | 0 | 0 | 0 | 0 | 0 | 0 | 0 | 0 | 0 | 0 | 0 | 0 | 0 | 0 | 0 | 0 | 0 | 0 | 0 | 0 | 0 | 0 | 0 | 0 | 0 | 0 | 0 | 0 | 0 | 0 | 0 | 0 | 0 | 0 | 0 | 0 | 0 | 0 | 0 | 0 | 0 | 0 | 0 | 0 | 0 | 0 | 0 | 0 | 0 | 0 | 0 | 0 | 0 | 0 | 0 | 0 | 0 | 0 | 0 | 0 | 0 | 0 | 0 | 0 | 0 | 0 | 0 | 0 | 0 | 0 | 0 | 0 | 0 | 0 | 0 | 0 | 0 | 0 | 0 | 0 | 0 | 0 | 0 | 0 | 0 | 0 | 0 | 0 | 0 | 0 | 0 | 0 | 0 | 0 | 0 | 0 | 0 | 0 | 0 | 0 | 0 | 0 | 0 | 0 | 0 | 0 | 0 | 0 | 0 | 0 | 0 | 0 | 0 | 0 | 0 | 0 | 0 | 0 | 0 | 0 | 0 | 0 | 0 | 0 | 0 | 0 | 0 | 0 | 0 | 0 | 0 | 0 | 0 | 0 | 0 | 0 | 0 | 0 | 0 | 0 | 0 | 0 | 0 | 0 | 0 | 0 | 0 | 0 | 0 | 0 | 0 | 0 | 0 | 0 | 0 | 0 | 0 | 0 | 0 | 0 | 0 | 0 | 0 | 0 | 0 | 0 | 0 | 0 | 0 | 0 | 0 | 0 | 0 | 0 | 0 | 0 | 0 | 0 | 0 | 0 | 0 | 0 | 0 | 0 | 0 | 0 | 0 | 0 | 0 | 0 | 0 | 0 | 0 | 0 | 0 | 0 | 0 | 0 | 0 | 0 | 0 | 0 | 0 | 0 | 0 | 0 | 0
Fase 2 - Iluminação Rural | 0 | 0 | 0 | 0 | 0 | 0 | 0 | 0 | 0 | 0 | 0 | 0 | 0 | 0 | 0 | 0 | 0 | 0 | 0 | 0 | 0 | 0 | 0 | 0 | 0 | 0 | 0 | 0 | 0 | 0 | 0 | 0 | 0 | 0 | 0 | 0 | 0 | 0 | 0 | 0 | 0 | 0 | 0 | 0 | 0 | 0 | 0 | 0 | 0 | 0 | 0 | 0 | 0 | 0 | 0 | 0 | 0 | 0 | 0 | 0 | 0 | 0 | 0 | 0 | 0 | 0 | 0 | 0 | 0 | 0 | 0 | 0 | 0 | 0 | 0 | 0 | 0 | 0 | 0 | 0 | 0 | 0 | 0 | 0 | 0 | 0 | 0 | 0 | 0 | 0 | 0 | 0 | 0 | 0 | 0 | 0 | 0 | 0 | 0 | 0 | 0 | 0 | 0 | 0 | 0 | 0 | 0 | 0 | 0 | 0 | 0 | 0 | 0 | 0 | 0 | 0 | 0 | 0 | 0 | 0 | 0 | 0 | 0 | 0 | 0 | 0 | 0 | 0 | 0 | 0 | 0 | 0 | 0 | 0 | 0 | 0 | 0 | 0 | 0 | 0 | 0 | 0 | 0 | 0 | 0 | 0 | 0 | 0 | 0 | 0 | 0 | 0 | 0 | 0 | 0 | 0 | 0 | 0 | 0 | 0 | 0 | 0 | 0 | 0 | 0 | 0 | 0 | 0 | 0 | 0 | 0 | 0 | 0 | 0 | 0 | 0 | 0 | 0 | 0 | 0 | 0 | 0 | 0 | 0 | 0 | 0 | 0 | 0 | 0 | 0 | 0 | 0 | 0 | 0 | 0 | 0 | 0 | 0 | 0 | 0 | 0 | 0 | 0 | 0 | 0 | 0 | 0 | 0 | 0 | 0 | 0 | 0 | 0 | 0 | 0 | 0
Fase 3 - CE 1 - Iluminação Viária (V4/V5) Exclusivos | 0 | 0 | 0 | 0 | 0 | 0 | 0 | 0 | 0 | 0 | 0 | 0 | 0 | 0 | 0 | 0 | 0 | 0 | 0 | 0 | 0 | 0 | 0 | 0 | 0 | 0 | 0 | 0 | 0 | 0 | 0 | 0 | 0 | 0 | 0 | 0 | 0 | 0 | 0 | 0 | 0 | 0 | 0 | 0 | 0 | 0 | 0 | 0 | 0 | 0 | 0 | 0 | 0 | 0 | 0 | 0 | 0 | 0 | 0 | 0 | 0 | 0 | 0 | 0 | 0 | 0 | 0 | 0 | 0 | 0 | 0 | 0 | 0 | 0 | 0 | 0 | 0 | 0 | 0 | 0 | 0 | 0 | 0 | 0 | 0 | 0 | 0 | 0 | 0 | 0 | 0 | 0 | 0 | 0 | 0 | 0 | 0 | 0 | 0 | 0 | 0 | 0 | 0 | 0 | 0 | 0 | 0 | 0 | 0 | 0 | 0 | 0 | 0 | 0 | 0 | 0 | 0 | 0 | 0 | 0 | 0 | 0 | 0 | 0 | 0 | 0 | 0 | 0 | 0 | 0 | 0 | 0 | 0 | 0 | 0 | 0 | 0 | 0 | 0 | 0 | 0 | 0 | 0 | 0 | 0 | 0 | 0 | 0 | 0 | 0 | 0 | 0 | 0 | 0 | 0 | 0 | 0 | 0 | 0 | 0 | 0 | 0 | 0 | 0 | 0 | 0 | 0 | 0 | 0 | 0 | 0 | 0 | 0 | 0 | 0 | 0 | 0 | 0 | 0 | 0 | 0 | 0 | 0 | 0 | 0 | 0 | 0 | 0 | 0 | 0 | 0 | 0 | 0 | 0 | 0 | 0 | 0 | 0 | 0 | 0 | 0 | 0 | 0 | 0 | 0 | 0 | 0 | 0 | 0 | 0 | 0 | 0 | 0 | 0 | 0 | 0
Fase 3 - CE 2 - Iluminação Viária (V1...V3) Exclusivos | 0 | 0 | 0 | 0 | 0 | 0 | 0 | 0 | 0 | 0 | 0 | 0 | 0 | 0 | 0 | 0 | 0 | 0 | 0 | 0 | 0 | 0 | 0 | 0 | 0 | 0 | 0 | 0 | 0 | 0 | 0 | 0 | 0 | 0 | 0 | 0 | 0 | 0 | 0 | 0 | 0 | 0 | 0 | 0 | 0 | 0 | 0 | 0 | 0 | 0 | 0 | 0 | 0 | 0 | 0 | 0 | 0 | 0 | 0 | 0 | 0 | 0 | 0 | 0 | 0 | 0 | 0 | 0 | 0 | 0 | 0 | 0 | 0 | 0 | 0 | 0 | 0 | 0 | 0 | 0 | 0 | 0 | 0 | 0 | 0 | 0 | 0 | 0 | 0 | 0 | 0 | 0 | 0 | 0 | 0 | 0 | 0 | 0 | 0 | 0 | 0 | 0 | 0 | 0 | 0 | 0 | 0 | 0 | 0 | 0 | 0 | 0 | 0 | 0 | 0 | 0 | 0 | 0 | 0 | 0 | 0 | 0 | 0 | 0 | 0 | 0 | 0 | 0 | 0 | 0 | 0 | 0 | 0 | 0 | 0 | 0 | 0 | 0 | 0 | 0 | 0 | 0 | 0 | 0 | 0 | 0 | 0 | 0 | 0 | 0 | 0 | 0 | 0 | 0 | 0 | 0 | 0 | 0 | 0 | 0 | 0 | 0 | 0 | 0 | 0 | 0 | 0 | 0 | 0 | 0 | 0 | 0 | 0 | 0 | 0 | 0 | 0 | 0 | 0 | 0 | 0 | 0 | 0 | 0 | 0 | 0 | 0 | 0 | 0 | 0 | 0 | 0 | 0 | 0 | 0 | 0 | 0 | 0 | 0 | 0 | 0 | 0 | 0 | 0 | 0 | 0 | 0 | 0 | 0 | 0 | 0 | 0 | 0 | 0 | 0 | 0
Fase 3 - CE 3 - Iluminação Viária (V4/V5) Compartilhados | 0 | 0 | 0 | 0 | 0 | 0 | 0 | 0 | 0 | 0 | 0 | 0 | 0 | 0 | 0 | 0 | 0 | 0 | 0 | 0 | 0 | 0 | 0 | 0 | 0 | 0 | 0 | 0 | 0 | 0 | 0 | 0 | 0 | 0 | 0 | 0 | 0 | 0 | 0 | 0 | 0 | 0 | 0 | 0 | 0 | 0 | 0 | 0 | 0 | 0 | 0 | 0 | 0 | 0 | 0 | 0 | 0 | 0 | 0 | 0 | 0 | 0 | 0 | 0 | 0 | 0 | 0 | 0 | 0 | 0 | 0 | 0 | 0 | 0 | 0 | 0 | 0 | 0 | 0 | 0 | 0 | 0 | 0 | 0 | 0 | 0 | 0 | 0 | 0 | 0 | 0 | 0 | 0 | 0 | 0 | 0 | 0 | 0 | 0 | 0 | 0 | 0 | 0 | 0 | 0 | 0 | 0 | 0 | 0 | 0 | 0 | 0 | 0 | 0 | 0 | 0 | 0 | 0 | 0 | 0 | 0 | 0 | 0 | 0 | 0 | 0 | 0 | 0 | 0 | 0 | 0 | 0 | 0 | 0 | 0 | 0 | 0 | 0 | 0 | 0 | 0 | 0 | 0 | 0 | 0 | 0 | 0 | 0 | 0 | 0 | 0 | 0 | 0 | 0 | 0 | 0 | 0 | 0 | 0 | 0 | 0 | 0 | 0 | 0 | 0 | 0 | 0 | 0 | 0 | 0 | 0 | 0 | 0 | 0 | 0 | 0 | 0 | 0 | 0 | 0 | 0 | 0 | 0 | 0 | 0 | 0 | 0 | 0 | 0 | 0 | 0 | 0 | 0 | 0 | 0 | 0 | 0 | 0 | 0 | 0 | 0 | 0 | 0 | 0 | 0 | 0 | 0 | 0 | 0 | 0 | 0 | 0 | 0 | 0 | 0 | 0
Fase 3 - CE 4 - Iluminação Viária (V1...V3) Compartilhados | 0 | 0 | 0 | 0 | 0 | 0 | 0 | 0 | 0 | 0 | 0 | 0 | 0 | 0 | 0 | 0 | 0 | 0 | 0 | 0 | 0 | 0 | 0 | 0 | 0 | 0 | 0 | 0 | 0 | 0 | 0 | 0 | 0 | 0 | 0 | 0 | 0 | 0 | 0 | 0 | 0 | 0 | 0 | 0 | 0 | 0 | 0 | 0 | 0 | 0 | 0 | 0 | 0 | 0 | 0 | 0 | 0 | 0 | 0 | 0 | 0 | 0 | 0 | 0 | 0 | 0 | 0 | 0 | 0 | 0 | 0 | 0 | 0 | 0 | 0 | 0 | 0 | 0 | 0 | 0 | 0 | 0 | 0 | 0 | 0 | 0 | 0 | 0 | 0 | 0 | 0 | 0 | 0 | 0 | 0 | 0 | 0 | 0 | 0 | 0 | 0 | 0 | 0 | 0 | 0 | 0 | 0 | 0 | 0 | 0 | 0 | 0 | 0 | 0 | 0 | 0 | 0 | 0 | 0 | 0 | 0 | 0 | 0 | 0 | 0 | 0 | 0 | 0 | 0 | 0 | 0 | 0 | 0 | 0 | 0 | 0 | 0 | 0 | 0 | 0 | 0 | 0 | 0 | 0 | 0 | 0 | 0 | 0 | 0 | 0 | 0 | 0 | 0 | 0 | 0 | 0 | 0 | 0 | 0 | 0 | 0 | 0 | 0 | 0 | 0 | 0 | 0 | 0 | 0 | 0 | 0 | 0 | 0 | 0 | 0 | 0 | 0 | 0 | 0 | 0 | 0 | 0 | 0 | 0 | 0 | 0 | 0 | 0 | 0 | 0 | 0 | 0 | 0 | 0 | 0 | 0 | 0 | 0 | 0 | 0 | 0 | 0 | 0 | 0 | 0 | 0 | 0 | 0 | 0 | 0 | 0 | 0 | 0 | 0 | 0 | 0
Fase 3 - CE 5 - Iluminação FTP | 0 | 0 | 0 | 0 | 0 | 0 | 0 | 0 | 0 | 0 | 0 | 0 | 0 | 0 | 0 | 0 | 0 | 0 | 0 | 0 | 0 | 0 | 0 | 0 | 0 | 0 | 0 | 0 | 0 | 0 | 0 | 0 | 0 | 0 | 0 | 0 | 0 | 0 | 0 | 0 | 0 | 0 | 0 | 0 | 0 | 0 | 0 | 0 | 0 | 0 | 0 | 0 | 0 | 0 | 0 | 0 | 0 | 0 | 0 | 0 | 0 | 0 | 0 | 0 | 0 | 0 | 0 | 0 | 0 | 0 | 0 | 0 | 0 | 0 | 0 | 0 | 0 | 0 | 0 | 0 | 0 | 0 | 0 | 0 | 0 | 0 | 0 | 0 | 0 | 0 | 0 | 0 | 0 | 0 | 0 | 0 | 0 | 0 | 0 | 0 | 0 | 0 | 0 | 0 | 0 | 0 | 0 | 0 | 0 | 0 | 0 | 0 | 0 | 0 | 0 | 0 | 0 | 0 | 0 | 0 | 0 | 0 | 0 | 0 | 0 | 0 | 0 | 0 | 0 | 0 | 0 | 0 | 0 | 0 | 0 | 0 | 0 | 0 | 0 | 0 | 0 | 0 | 0 | 0 | 0 | 0 | 0 | 0 | 0 | 0 | 0 | 0 | 0 | 0 | 0 | 0 | 0 | 0 | 0 | 0 | 0 | 0 | 0 | 0 | 0 | 0 | 0 | 0 | 0 | 0 | 0 | 0 | 0 | 0 | 0 | 0 | 0 | 0 | 0 | 0 | 0 | 0 | 0 | 0 | 0 | 0 | 0 | 0 | 0 | 0 | 0 | 0 | 0 | 0 | 0 | 0 | 0 | 0 | 0 | 0 | 0 | 0 | 0 | 0 | 0 | 0 | 0 | 0 | 0 | 0 | 0 | 0 | 0 | 0 | 0 | 0
Fase 3 - CE 6 - Iluminação Ciclovia e Ciclofaixa | 0 | 0 | 0 | 0 | 0 | 0 | 0 | 0 | 0 | 0 | 0 | 0 | 0 | 0 | 0 | 0 | 0 | 0 | 0 | 0 | 0 | 0 | 0 | 0 | 0 | 0 | 0 | 0 | 0 | 0 | 0 | 0 | 0 | 0 | 0 | 0 | 0 | 0 | 0 | 0 | 0 | 0 | 0 | 0 | 0 | 0 | 0 | 0 | 0 | 0 | 0 | 0 | 0 | 0 | 0 | 0 | 0 | 0 | 0 | 0 | 0 | 0 | 0 | 0 | 0 | 0 | 0 | 0 | 0 | 0 | 0 | 0 | 0 | 0 | 0 | 0 | 0 | 0 | 0 | 0 | 0 | 0 | 0 | 0 | 0 | 0 | 0 | 0 | 0 | 0 | 0 | 0 | 0 | 0 | 0 | 0 | 0 | 0 | 0 | 0 | 0 | 0 | 0 | 0 | 0 | 0 | 0 | 0 | 0 | 0 | 0 | 0 | 0 | 0 | 0 | 0 | 0 | 0 | 0 | 0 | 0 | 0 | 0 | 0 | 0 | 0 | 0 | 0 | 0 | 0 | 0 | 0 | 0 | 0 | 0 | 0 | 0 | 0 | 0 | 0 | 0 | 0 | 0 | 0 | 0 | 0 | 0 | 0 | 0 | 0 | 0 | 0 | 0 | 0 | 0 | 0 | 0 | 0 | 0 | 0 | 0 | 0 | 0 | 0 | 0 | 0 | 0 | 0 | 0 | 0 | 0 | 0 | 0 | 0 | 0 | 0 | 0 | 0 | 0 | 0 | 0 | 0 | 0 | 0 | 0 | 0 | 0 | 0 | 0 | 0 | 0 | 0 | 0 | 0 | 0 | 0 | 0 | 0 | 0 | 0 | 0 | 0 | 0 | 0 | 0 | 0 | 0 | 0 | 0 | 0 | 0 | 0 | 0 | 0 | 0 | 0
Fase 3 - CE 7 - Iluminação EPL | 0 | 0 | 0 | 0 | 0 | 0 | 0 | 0 | 0 | 0 | 0 | 0 | 0 | 0 | 0 | 0 | 0 | 0 | 0 | 0 | 0 | 0 | 0 | 0 | 0 | 0 | 0 | 0 | 0 | 0 | 0 | 0 | 0 | 0 | 0 | 0 | 0 | 0 | 0 | 0 | 0 | 0 | 0 | 0 | 0 | 0 | 0 | 0 | 0 | 0 | 0 | 0 | 0 | 0 | 0 | 0 | 0 | 0 | 0 | 0 | 0 | 0 | 0 | 0 | 0 | 0 | 0 | 0 | 0 | 0 | 0 | 0 | 0 | 0 | 0 | 0 | 0 | 0 | 0 | 0 | 0 | 0 | 0 | 0 | 0 | 0 | 0 | 0 | 0 | 0 | 0 | 0 | 0 | 0 | 0 | 0 | 0 | 0 | 0 | 0 | 0 | 0 | 0 | 0 | 0 | 0 | 0 | 0 | 0 | 0 | 0 | 0 | 0 | 0 | 0 | 0 | 0 | 0 | 0 | 0 | 0 | 0 | 0 | 0 | 0 | 0 | 0 | 0 | 0 | 0 | 0 | 0 | 0 | 0 | 0 | 0 | 0 | 0 | 0 | 0 | 0 | 0 | 0 | 0 | 0 | 0 | 0 | 0 | 0 | 0 | 0 | 0 | 0 | 0 | 0 | 0 | 0 | 0 | 0 | 0 | 0 | 0 | 0 | 0 | 0 | 0 | 0 | 0 | 0 | 0 | 0 | 0 | 0 | 0 | 0 | 0 | 0 | 0 | 0 | 0 | 0 | 0 | 0 | 0 | 0 | 0 | 0 | 0 | 0 | 0 | 0 | 0 | 0 | 0 | 0 | 0 | 0 | 0 | 0 | 0 | 0 | 0 | 0 | 0 | 0 | 0 | 0 | 0 | 0 | 0 | 0 | 0 | 0 | 0 | 0 | 0
Fase 3 - CE 8 - Iluminação Rural | 0 | 0 | 0 | 0 | 0 | 0 | 0 | 0 | 0 | 0 | 0 | 0 | 0 | 0 | 0 | 0 | 0 | 0 | 0 | 0 | 0 | 0 | 0 | 0 | 0 | 0 | 0 | 0 | 0 | 0 | 0 | 0 | 0 | 0 | 0 | 0 | 0 | 0 | 0 | 0 | 0 | 0 | 0 | 0 | 0 | 0 | 0 | 0 | 0 | 0 | 0 | 0 | 0 | 0 | 0 | 0 | 0 | 0 | 0 | 0 | 0 | 0 | 0 | 0 | 0 | 0 | 0 | 0 | 0 | 0 | 0 | 0 | 0 | 0 | 0 | 0 | 0 | 0 | 0 | 0 | 0 | 0 | 0 | 0 | 0 | 0 | 0 | 0 | 0 | 0 | 0 | 0 | 0 | 0 | 0 | 0 | 0 | 0 | 0 | 0 | 0 | 0 | 0 | 0 | 0 | 0 | 0 | 0 | 0 | 0 | 0 | 0 | 0 | 0 | 0 | 0 | 0 | 0 | 0 | 0 | 0 | 0 | 0 | 0 | 0 | 0 | 0 | 0 | 0 | 0 | 0 | 0 | 0 | 0 | 0 | 0 | 0 | 0 | 0 | 0 | 0 | 0 | 0 | 0 | 0 | 0 | 0 | 0 | 0 | 0 | 0 | 0 | 0 | 0 | 0 | 0 | 0 | 0 | 0 | 0 | 0 | 0 | 0 | 0 | 0 | 0 | 0 | 0 | 0 | 0 | 0 | 0 | 0 | 0 | 0 | 0 | 0 | 0 | 0 | 0 | 0 | 0 | 0 | 0 | 0 | 0 | 0 | 0 | 0 | 0 | 0 | 0 | 0 | 0 | 0 | 0 | 0 | 0 | 0 | 0 | 0 | 0 | 0 | 0 | 0 | 0 | 0 | 0 | 0 | 0 | 0 | 0 | 0 | 0 | 0 | 0
(12) EMPRÉSTIMO | 0 | 0 | 0 | 0 | 0 | 0 | 0 | 0 | 0 | 0 | 0 | 0 | 0 | 0 | 0 | 0 | 0 | 0 | 0 | 0 | 0 | 0 | 0 | 0 | 0 | 0 | 0 | 0 | 0 | 0 | 0 | 0 | 0 | 0 | 0 | 0 | 0 | 0 | 0 | 0 | 0 | 0 | 0 | 0 | 0 | 0 | 0 | 0 | 0 | 0 | 0 | 0 | 0 | 0 | 0 | 0 | 0 | 0 | 0 | 0 | 0 | 0 | 0 | 0 | 0 | 0 | 0 | 0 | 0 | 0 | 0 | 0 | 0 | 0 | 0 | 0 | 0 | 0 | 0 | 0 | 0 | 0 | 0 | 0 | 0 | 0 | 0 | 0 | 0 | 0 | 0 | 0 | 0 | 0 | 0 | 0 | 0 | 0 | 0 | 0 | 0 | 0 | 0 | 0 | 0 | 0 | 0 | 0 | 0 | 0 | 0 | 0 | 0 | 0 | 0 | 0 | 0 | 0 | 0 | 0 | 0 | 0 | 0 | 0 | 0 | 0 | 0 | 0 | 0 | 0 | 0 | 0 | 0 | 0 | 0 | 0 | 0 | 0 | 0 | 0 | 0 | 0 | 0 | 0 | 0 | 0 | 0 | 0 | 0 | 0 | 0 | 0 | 0 | 0 | 0 | 0 | 0 | 0 | 0 | 0 | 0 | 0 | 0 | 0 | 0 | 0 | 0 | 0 | 0 | 0 | 0 | 0 | 0 | 0 | 0 | 0 | 0 | 0 | 0 | 0 | 0 | 0 | 0 | 0 | 0 | 0 | 0 | 0 | 0 | 0 | 0 | 0 | 0 | 0 | 0 | 0 | 0 | 0 | 0 | 0 | 0 | 0 | 0 | 0 | 0 | 0 | 0 | 0 | 0 | 0 | 0 | 0 | 0 | 0 | 0 | 0
(12.1) Structuring Fee | 0 | 0 | 0 | 0 | 0 | 0 | 0 | 0 | 0 | 0 | 0 | 0 | 0 | 0 | 0 | 0 | 0 | 0 | 0 | 0 | 0 | 0 | 0 | 0 | 0 | 0 | 0 | 0 | 0 | 0 | 0 | 0 | 0 | 0 | 0 | 0 | 0 | 0 | 0 | 0 | 0 | 0 | 0 | 0 | 0 | 0 | 0 | 0 | 0 | 0 | 0 | 0 | 0 | 0 | 0 | 0 | 0 | 0 | 0 | 0 | 0 | 0 | 0 | 0 | 0 | 0 | 0 | 0 | 0 | 0 | 0 | 0 | 0 | 0 | 0 | 0 | 0 | 0 | 0 | 0 | 0 | 0 | 0 | 0 | 0 | 0 | 0 | 0 | 0 | 0 | 0 | 0 | 0 | 0 | 0 | 0 | 0 | 0 | 0 | 0 | 0 | 0 | 0 | 0 | 0 | 0 | 0 | 0 | 0 | 0 | 0 | 0 | 0 | 0 | 0 | 0 | 0 | 0 | 0 | 0 | 0 | 0 | 0 | 0 | 0 | 0 | 0 | 0 | 0 | 0 | 0 | 0 | 0 | 0 | 0 | 0 | 0 | 0 | 0 | 0 | 0 | 0 | 0 | 0 | 0 | 0 | 0 | 0 | 0 | 0 | 0 | 0 | 0 | 0 | 0 | 0 | 0 | 0 | 0 | 0 | 0 | 0 | 0 | 0 | 0 | 0 | 0 | 0 | 0 | 0 | 0 | 0 | 0 | 0 | 0 | 0 | 0 | 0 | 0 | 0 | 0 | 0 | 0 | 0 | 0 | 0 | 0 | 0 | 0 | 0 | 0 | 0 | 0 | 0 | 0 | 0 | 0 | 0 | 0 | 0 | 0 | 0 | 0 | 0 | 0 | 0 | 0 | 0 | 0 | 0 | 0 | 0 | 0 | 0 | 0 | 0
(12.2) Commitment Fee | 0 | 0 | 0 | 0 | 0 | 0 | 0 | 0 | 0 | 0 | 0 | 0 | 0 | 0 | 0 | 0 | 0 | 0 | 0 | 0 | 0 | 0 | 0 | 0 | 0 | 0 | 0 | 0 | 0 | 0 | 0 | 0 | 0 | 0 | 0 | 0 | 0 | 0 | 0 | 0 | 0 | 0 | 0 | 0 | 0 | 0 | 0 | 0 | 0 | 0 | 0 | 0 | 0 | 0 | 0 | 0 | 0 | 0 | 0 | 0 | 0 | 0 | 0 | 0 | 0 | 0 | 0 | 0 | 0 | 0 | 0 | 0 | 0 | 0 | 0 | 0 | 0 | 0 | 0 | 0 | 0 | 0 | 0 | 0 | 0 | 0 | 0 | 0 | 0 | 0 | 0 | 0 | 0 | 0 | 0 | 0 | 0 | 0 | 0 | 0 | 0 | 0 | 0 | 0 | 0 | 0 | 0 | 0 | 0 | 0 | 0 | 0 | 0 | 0 | 0 | 0 | 0 | 0 | 0 | 0 | 0 | 0 | 0 | 0 | 0 | 0 | 0 | 0 | 0 | 0 | 0 | 0 | 0 | 0 | 0 | 0 | 0 | 0 | 0 | 0 | 0 | 0 | 0 | 0 | 0 | 0 | 0 | 0 | 0 | 0 | 0 | 0 | 0 | 0 | 0 | 0 | 0 | 0 | 0 | 0 | 0 | 0 | 0 | 0 | 0 | 0 | 0 | 0 | 0 | 0 | 0 | 0 | 0 | 0 | 0 | 0 | 0 | 0 | 0 | 0 | 0 | 0 | 0 | 0 | 0 | 0 | 0 | 0 | 0 | 0 | 0 | 0 | 0 | 0 | 0 | 0 | 0 | 0 | 0 | 0 | 0 | 0 | 0 | 0 | 0 | 0 | 0 | 0 | 0 | 0 | 0 | 0 | 0 | 0 | 0 | 0
(13) AMORTIZAÇÃO DA DÍVIDA | 0 | 0 | 0 | 0 | 0 | 0 | 0 | 0 | 0 | 0 | 0 | 0 | 0 | 0 | 0 | 0 | 0 | 0 | 0 | 0 | 0 | 0 | 0 | 0 | -3.3555 | -3.3751 | -3.3948 | -3.4147 | -3.4346 | -3.4547 | -3.4748 | -3.4951 | -3.5156 | -3.5361 | -3.5567 | -3.5775 | -3.5984 | -3.6194 | -3.6406 | -3.6618 | -3.6832 | -3.7048 | -3.7264 | -3.7482 | -3.7701 | -3.7921 | -3.8142 | -3.8365 | -3.8589 | -3.8815 | -3.9041 | -3.9269 | -3.9499 | -3.9729 | -3.9962 | -4.0195 | -4.043 | -4.0666 | -4.0903 | -4.1142 | -4.1383 | -4.1624 | -4.1868 | -4.2112 | -4.2358 | -4.2606 | -4.2854 | -4.3105 | -4.3357 | -4.361 | -4.3865 | -4.4121 | -4.4379 | -4.4638 | -4.4899 | -4.5161 | -4.5425 | -4.569 | -4.5957 | -4.6225 | -4.6495 | -4.6767 | -4.704 | -4.7315 | -4.7591 | -4.7869 | -4.8149 | -4.843 | -4.8713 | -4.8998 | -4.9284 | -4.9572 | -4.9861 | -5.0152 | -5.0445 | -5.074 | -5.1036 | -5.1335 | -5.1634 | -5.1936 | -5.2239 | -5.2545 | -5.2851 | -5.316 | -5.3471 | -5.3783 | -5.4097 | -5.4413 | -5.4731 | -5.5051 | -5.5372 | -5.5696 | -5.6021 | -5.6348 | -5.6678 | -5.7009 | -5.7342 | -5.7677 | -5.8013 | -5.8352 | 0 | 0 | 0 | 0 | 0 | 0 | 0 | 0 | 0 | 0 | 0 | 0 | 0 | 0 | 0 | 0 | 0 | 0 | 0 | 0 | 0 | 0 | 0 | 0 | 0 | 0 | 0 | 0 | 0 | 0 | 0 | 0 | 0 | 0 | 0 | 0 | 0 | 0 | 0 | 0 | 0 | 0 | 0 | 0 | 0 | 0 | 0 | 0 | 0 | 0 | 0 | 0 | 0 | 0 | 0 | 0 | 0 | 0 | 0 | 0 | 0 | 0 | 0 | 0 | 0 | 0 | 0 | 0 | 0 | 0 | 0 | 0 | 0 | 0 | 0 | 0 | 0 | 0 | 0 | 0 | 0 | 0 | 0 | 0 | 0 | 0 | 0 | 0 | 0 | 0 | 0 | 0 | 0 | 0 | 0 | 0
(14) FLUXO DE CAIXA LIVRE (10 + 6 -11 + 12 -12.1 - 12.2 - 13) | #NAME? | #NAME? | #NAME? | #NAME? | #NAME? | #NAME? | #NAME? | #NAME? | #NAME? | #NAME? | #NAME? | #NAME? | #NAME? | #NAME? | #NAME? | #NAME? | #NAME? | #NAME? | #NAME? | #NAME? | #NAME? | #NAME? | #NAME? | #NAME? | #NAME? | #NAME? | #NAME? | #NAME? | #NAME? | #NAME? | #NAME? | #NAME? | #NAME? | #NAME? | #NAME? | #NAME? | #NAME? | #NAME? | #NAME? | #NAME? | #NAME? | #NAME? | #NAME? | #NAME? | #NAME? | #NAME? | #NAME? | #NAME? | #NAME? | #NAME? | #NAME? | #NAME? | #NAME? | #NAME? | #NAME? | #NAME? | #NAME? | #NAME? | #NAME? | #NAME? | #NAME? | #NAME? | #NAME? | #NAME? | #NAME? | #NAME? | #NAME? | #NAME? | #NAME? | #NAME? | #NAME? | #NAME? | #NAME? | #NAME? | #NAME? | #NAME? | #NAME? | #NAME? | #NAME? | #NAME? | #NAME? | #NAME? | #NAME? | #NAME? | #NAME? | #NAME? | #NAME? | #NAME? | #NAME? | #NAME? | #NAME? | #NAME? | #NAME? | #NAME? | #NAME? | #NAME? | #NAME? | #NAME? | #NAME? | #NAME? | #NAME? | #NAME? | #NAME? | #NAME? | #NAME? | #NAME? | #NAME? | #NAME? | #NAME? | #NAME? | #NAME? | #NAME? | #NAME? | #NAME? | #NAME? | #NAME? | #NAME? | #NAME? | #NAME? | #NAME? | #NAME? | #NAME? | #NAME? | #NAME? | #NAME? | #NAME? | #NAME? | #NAME? | #NAME? | #NAME? | #NAME? | #NAME? | #NAME? | #NAME? | #NAME? | #NAME? | #NAME? | #NAME? | #NAME? | #NAME? | #NAME? | #NAME? | #NAME? | #NAME? | #NAME? | #NAME? | #NAME? | #NAME? | #NAME? | #NAME? | #NAME? | #NAME? | #NAME? | #NAME? | #NAME? | #NAME? | #NAME? | #NAME? | #NAME? | #NAME? | #NAME? | #NAME? | #NAME? | #NAME? | #NAME? | #NAME? | #NAME? | #NAME? | #NAME? | #NAME? | #NAME? | #NAME? | #NAME? | #NAME? | #NAME? | #NAME? | #NAME? | #NAME? | #NAME? | #NAME? | #NAME? | #NAME? | #NAME? | #NAME? | #NAME? | #NAME? | #NAME? | #NAME? | #NAME? | #NAME? | #NAME? | #NAME? | #NAME? | #NAME? | #NAME? | #NAME? | #NAME? | #NAME? | #NAME? | #NAME? | #NAME? | #NAME? | #NAME? | #NAME? | #NAME? | #NAME? | #NAME? | #NAME? | #NAME? | #NAME? | #NAME? | #NAME? | #NAME? | #NAME? | #NAME? | #NAME?
(15) FLUXO DE CAIXA ACUMULADO | #NAME? | #NAME? | #NAME? | #NAME? | #NAME? | #NAME? | #NAME? | #NAME? | #NAME? | #NAME? | #NAME? | #NAME? | #NAME? | #NAME? | #NAME? | #NAME? | #NAME? | #NAME? | #NAME? | #NAME? | #NAME? | #NAME? | #NAME? | #NAME? | #NAME? | #NAME? | #NAME? | #NAME? | #NAME? | #NAME? | #NAME? | #NAME? | #NAME? | #NAME? | #NAME? | #NAME? | #NAME? | #NAME? | #NAME? | #NAME? | #NAME? | #NAME? | #NAME? | #NAME? | #NAME? | #NAME? | #NAME? | #NAME? | #NAME? | #NAME? | #NAME? | #NAME? | #NAME? | #NAME? | #NAME? | #NAME? | #NAME? | #NAME? | #NAME? | #NAME? | #NAME? | #NAME? | #NAME? | #NAME? | #NAME? | #NAME? | #NAME? | #NAME? | #NAME? | #NAME? | #NAME? | #NAME? | #NAME? | #NAME? | #NAME? | #NAME? | #NAME? | #NAME? | #NAME? | #NAME? | #NAME? | #NAME? | #NAME? | #NAME? | #NAME? | #NAME? | #NAME? | #NAME? | #NAME? | #NAME? | #NAME? | #NAME? | #NAME? | #NAME? | #NAME? | #NAME? | #NAME? | #NAME? | #NAME? | #NAME? | #NAME? | #NAME? | #NAME? | #NAME? | #NAME? | #NAME? | #NAME? | #NAME? | #NAME? | #NAME? | #NAME? | #NAME? | #NAME? | #NAME? | #NAME? | #NAME? | #NAME? | #NAME? | #NAME? | #NAME? | #NAME? | #NAME? | #NAME? | #NAME? | #NAME? | #NAME? | #NAME? | #NAME? | #NAME? | #NAME? | #NAME? | #NAME? | #NAME? | #NAME? | #NAME? | #NAME? | #NAME? | #NAME? | #NAME? | #NAME? | #NAME? | #NAME? | #NAME? | #NAME? | #NAME? | #NAME? | #NAME? | #NAME? | #NAME? | #NAME? | #NAME? | #NAME? | #NAME? | #NAME? | #NAME? | #NAME? | #NAME? | #NAME? | #NAME? | #NAME? | #NAME? | #NAME? | #NAME? | #NAME? | #NAME? | #NAME? | #NAME? | #NAME? | #NAME? | #NAME? | #NAME? | #NAME? | #NAME? | #NAME? | #NAME? | #NAME? | #NAME? | #NAME? | #NAME? | #NAME? | #NAME? | #NAME? | #NAME? | #NAME? | #NAME? | #NAME? | #NAME? | #NAME? | #NAME? | #NAME? | #NAME? | #NAME? | #NAME? | #NAME? | #NAME? | #NAME? | #NAME? | #NAME? | #NAME? | #NAME? | #NAME? | #NAME? | #NAME? | #NAME? | #NAME? | #NAME? | #NAME? | #NAME? | #NAME? | #NAME? | #NAME? | #NAME? | #NAME? | #NAME? | #NAME? | #NAME?
Auxiliar Payback | #NAME? | #NAME? | #NAME? | #NAME? | #NAME? | #NAME? | #NAME? | #NAME? | #NAME? | #NAME? | #NAME? | #NAME? | #NAME? | #NAME? | #NAME? | #NAME? | #NAME? | #NAME? | #NAME? | #NAME? | #NAME? | #NAME? | #NAME? | #NAME? | #NAME? | #NAME? | #NAME? | #NAME? | #NAME? | #NAME? | #NAME? | #NAME? | #NAME? | #NAME? | #NAME? | #NAME? | #NAME? | #NAME? | #NAME? | #NAME? | #NAME? | #NAME? | #NAME? | #NAME? | #NAME? | #NAME? | #NAME? | #NAME? | #NAME? | #NAME? | #NAME? | #NAME? | #NAME? | #NAME? | #NAME? | #NAME? | #NAME? | #NAME? | #NAME? | #NAME? | #NAME? | #NAME? | #NAME? | #NAME? | #NAME? | #NAME? | #NAME? | #NAME? | #NAME? | #NAME? | #NAME? | #NAME? | #NAME? | #NAME? | #NAME? | #NAME? | #NAME? | #NAME? | #NAME? | #NAME? | #NAME? | #NAME? | #NAME? | #NAME? | #NAME? | #NAME? | #NAME? | #NAME? | #NAME? | #NAME? | #NAME? | #NAME? | #NAME? | #NAME? | #NAME? | #NAME? | #NAME? | #NAME? | #NAME? | #NAME? | #NAME? | #NAME? | #NAME? | #NAME? | #NAME? | #NAME? | #NAME? | #NAME? | #NAME? | #NAME? | #NAME? | #NAME? | #NAME? | #NAME? | #NAME? | #NAME? | #NAME? | #NAME? | #NAME? | #NAME? | #NAME? | #NAME? | #NAME? | #NAME? | #NAME? | #NAME? | #NAME? | #NAME? | #NAME? | #NAME? | #NAME? | #NAME? | #NAME? | #NAME? | #NAME? | #NAME? | #NAME? | #NAME? | #NAME? | #NAME? | #NAME? | #NAME? | #NAME? | #NAME? | #NAME? | #NAME? | #NAME? | #NAME? | #NAME? | #NAME? | #NAME? | #NAME? | #NAME? | #NAME? | #NAME? | #NAME? | #NAME? | #NAME? | #NAME? | #NAME? | #NAME? | #NAME? | #NAME? | #NAME? | #NAME? | #NAME? | #NAME? | #NAME? | #NAME? | #NAME? | #NAME? | #NAME? | #NAME? | #NAME? | #NAME? | #NAME? | #NAME? | #NAME? | #NAME? | #NAME? | #NAME? | #NAME? | #NAME? | #NAME? | #NAME? | #NAME? | #NAME? | #NAME? | #NAME? | #NAME? | #NAME? | #NAME? | #NAME? | #NAME? | #NAME? | #NAME? | #NAME? | #NAME? | #NAME? | #NAME? | #NAME? | #NAME? | #NAME? | #NAME? | #NAME? | #NAME? | #NAME? | #NAME? | #NAME? | #NAME? | #NAME? | #NAME? | #NAME? | #NAME? | #NAME? | #NAME?
PAYBACK | #NAME?
TIR | #VALUE!
VPL | #NAME?
Note on A20: Felipe Andrade Lucci: Conforme apresentado no RL, não foram consideradas receitas de BCE.
Note on A31: Felipe Andrade Lucci: Conforme apresentado no RL, não foram consideradas receitas de negócios acessórios.
Note on A32: Felipe Andrade Lucci: Como simplificação do cálculo, considerada a venda de sucata convencional e de braço somente até o fim da modernização e de venda de LED somente a partir do fim da modernização.
Note on G44: Felipe Andrade Lucci: Para os pontos convencionais, foi considerado que os custos estão cobertos pelos materiais listados na modernização
Note on G45: Felipe Andrade Lucci: Para os pontos convencionais, foi considerado que os custos estão cobertos pelos materiais listados na modernização
Note on A47: Felipe Andrade Lucci: 13.2. A execução da PODA DE ÁRVORES pela CONCESSIONÁRIA será iniciada apenas a partir do início da FASE I.